## Engineer Copy OPC Summary Sheet
SCHRYVER TRACT - BID FORM |  | TOTAL
1 | Demolition & Site Clearing | 0
2 | Lot Grading/ Structural Fill/ Retaining Walls | 0
3 | Onsite and Offsite Street Improvements | 0
4 | Sewer Improvements | 0
5 | Storm Drainage Improvements and Detention Pond Improvements | 0
6 | Water Improvements | 0
7 | Dry Utilities and Improvements | 0
8 | Miscellaneous Work Including P&P Bond, Surveying, Testing, TPDES/Erosion Control | 0
Mobilization |  | 0
Total Construction Cost |  | 0
NOTES:
· Contractor is responsible to performing an existing topographic survey to verify the existing ground surface provided by Cude Engineers in this bid. Time is of the essence, and sufficient allocation of time and resources to complete such verification prior to submittal of bid proposal is required. No change orders for dirt quantities related to existing ground will be issued after bids are received. It is the responsibility of the Contractor to verify the data provided and adjust the bid accordingly.
· Contractor is to perform an independent quantity take-off prior to signing the contract, to verify that the quantities given in the bid proposal are within five percent (5%) of the actual quantities required to complete the construction represented by the plans and specifications. If any quantities are found to be in error of more than five percent (5%), the Contractor shall notify the Engineer at least forty-eight (48) hours prior to submitting the bid proposal.
· All quantities will be measured in the units shown on the Proposal and Contractor shall include all items of construction in the Unit Costs provided on the Proposal even though all may not be specifically shown thereon. Bidder’s attention is directed to the fact that any quantities given in any portion of these Contract Documents, including the proposal, are estimated only, and that variations may be expected between the amount of completed work and the amount estimated. The estimated quantities are given for use in comparing the proposals, and to give the bidders an idea of the magnitude of the Contract.
· Bidders are required to inspect the site and to verify all quantities from the construction plans, other material supplied with bid documents as applicable and site inspections. If bidders find a discrepancy in the estimated quantity provided, bidder shall bid their estimated quantity instead. Bidders shall also add any line items to proposal, if needed, to construct the plans provided. Bidders are required to inform themselves of any field conditions that could affect the execution of the work being performed. Once bid proposals are received it will be understood that the Contractor agrees that no change order requests will be allowed to be submitted to the Owner unless a plan revision is issued.
· The Contractor’s signature on the contract shall imply that the Contractor accepts the proposal quantities as accurate (within 5%) and shall not make claims for payments for additional quantities unless the scope of work changes.
· Contractor is to verify existing material on site used to fill the units included in this bid is acceptable to be used. No change orders will be accepted regarding the condition of the existing material used to fill.
· Any substitutions for or when items proposed differ in any way from those specified, Bidders are required to state exactly what they intend to furnish and have approval from Engineer and Owner. Otherwise, they shall be required to furnish the items as specified.
· The Engineer does not guarantee the performance of, and shall have no responsibility for, the acts or omissions of any Contractor, Subcontractor, Supplier or any other entity furnishing materials or performing any work on the project. Engineer shall not be responsible for the means, methods, techniques, sequences or procedures of construction selected by the Contractor(s) or the safety precautions and programs incident to the work of the Contractor(s).
· The responsibility shall be upon the Contractor to provide and maintain at his own expense an adequate supply of water for his use for construction and domestic consumption. Any connections and piping that the Contractor deems necessary shall be installed at his expense and at locations approved by the Water Purveyor. Before final acceptance, all temporary connections and piping installed shall be removed in a manner satisfactory to the Engineer.
· All electric current required by the Contractor shall be furnished at his own expense. All necessary meters, switches, connections and wiring shall be installed at his expense and at locations approved by the Electric Company. Before final acceptance, all meters, switches, connections and wiring installed by the Contractor shall be removed in a manner satisfactory to the Engineer.
· Contractor agrees that it will, as part of the award of this contract, obtain and provide to Owner all interim and final field inspection approvals, all interim and final completion approvals or certificate by governing utility and governmental authorities in writing. The applicable warranty period shall follow required governmental requirements for the jurisdiction the project is located in. Contractor agrees to provide plan of record documents within 30 days of substantial completion of project.

## Bid Analysis Engineer Copy
Schryver Tract - BID FORM
2025-10-30
OPC Prepared by Cude Engineers |  | Contractor Name
ALL ITEMS THAT GO IN THE CATEGORIES BELOW ARE UP TO THE ENGINEER'S DESCRETION. PLEASE FEEL FREE TO ADD/DELETE ITEMS AS NEEDED FOR THE DEVELOPMENT OF THE PROPERTY. HOWEVER, PLEASE PUT ITEMS INTO THE CATEGORIES BELOW, AND ONLY THE CATEGORIES BELOW. DO NOT ADD OR SUBTRACT CATEGORIES. IF NOTHING IS NEEDED IN A CATEGORY, PLEASE LEAVE BLANK.
Item | Description | Quantity | Unit | Unit Price | Total
1 | DEMOLITION & SITE CLEARING
A | CLEARING | 1 | LS |  | 0
B | DEMO EXISTING HOUSE/STRUCTURES AND STABLES | 1 | LS |  | 0
C | DEMO EXISTING FENCE | 7792 | LF |  | 0
D | DEMO/CAP EXISTING WATER SERVICES/METERS | 1 | LS |  | 0
E | DEMO/CAP EXISTING ELECTRICAL SERVICES/METERS | 1 | LS |  | 0
F | REMOVE EXISTING SEPTIC TANK AND SEWER SERVICE | 1 | LS |  | 0
G | DEMO EXISTING PAVEMENT | 1430 | SY |  | 0
H | DEMO EXISTING OHE AND POLES | 1 | LS |  | 0
NOTES:
HAUL OFF OF DEBRIS SHALL BE SUBSIDARY TO DEMO ITEMS.
| DEMO SUBTOTAL: |  |  |  | 0
Item | Description | Quantity | Unit | Unit Price | Total
2 | Lot Grading/ Structural Fill/ Retaining Walls
A | Unit Excavation | 88220 | CY |  | 0
B | Unit Embankment | 50450 | CY |  | 0
C | Retaining Walls | 6221 | FF |  | 0
D | Export | 37770 | CY |  | 0
| GRADING SUBTOTAL: |  |  |  | 0
Item | Description | Quantity | Unit | Unit Price | Total
3 | Onsite and Offsite Street Improvements
A | 8" Lime Stabilized Subgrade (46#/SY)* | 9805 | SY |  | 0
B | CHIP SEAL AND SEAL COAT (SECONDARY ACCESS) | 1450 | SY |  | 0
C | 8" FLEX. BASE (SECONDARY ACCESS) | 1450 | SY |  | 0
D | 6" CONCRETE | 160 | SY |  | 0
E | 2" FLEX BASE | 160 | SY |  | 0
F | 2" ASPHALT (70' ROW) | 9805 | SY |  | 0
G | 10" FLEX. BASE (70' ROW) | 9805 | SY |  | 0
H | SAW TOOTH CURB | 40 | LF |  | 0
I | FULL DEPTH CURB | 40 | LF |  | 0
J | TYPE II CURB AND GUTTER | 5888 | LF |  | 0
K | HEADER CURB & GUARD POSTS | 30 | LF |  | 0
L | BLUE PAVEMENT MARKER | 5 | EA |  | 0
M | END OF ROAD MARKERS | 5 | EA |  | 0
N | STREET NAME SIGNS (9in) | 10 | EA |  | 0
O | REGULATORY STREET SIGNS | 3 | EA |  | 0
NOTES:
*INCLUDE LIME IN PRICE
| STREET IMPROVEMENTS SUBTOTAL: |  |  |  | 0
Item | Description | Quantity | Unit | Unit Price | Total
4 | Sewer Improvements
A | 8" SANITARY SEWER PIPE (6' - 10') | 913 | LF |  | 0
B | 8" SANITARY SEWER PIPE (10'-14') | 1112 | LF |  | 0
C | 8" SANITARY SEWER PIPE (14'-20') | 1389 | LF |  | 0
D | 6" SEWER LATERALS | 3987 | LF |  | 0
E | VERTICAL STACKS | 215 | VF |  | 0
F | STANDARD MANHOLES | 12 | EA |  | 0
G | DROP MANHOLES | 1 | EA |  | 0
H | EXTRA DEPTH MANHOLE | 124 | VF |  | 0
I | TIE INTO EXISTING MANHOLE* | 1 | EA |  | 0
J | TELEVISE SEWER MAIN | 3414 | LF |  | 0
K | TRENCH EXCAVATION PROTECTION | 3414 | LF |  | 0
L | 8"x6" WYES | 73 | EA |  | 0
M | BORE WITH 24" STEEL CASING | 145 | LF |  | 0
N | TRAFFIC CONTROL (BORE) | 1 | LS |  | 0
O | RESTRIPING OF LEGENDARY TRAILS U1 INTERSECTION | 1 | LS |  | 0
*SA SEWER BYPASS SUBSIDARY TO PAY ITEM
| SEWER IMPROVEMENTS SUBTOTAL: |  |  |  | 0
Item | Description | Quantity | Unit | Unit Price | Total
5 | Storm Drainage Improvements and Detention Pond Improvements
POND A
A | 5" CONCRETE RIP-RAP | 102 | SY |  | 0
B | OUTFALL STRUCTURE | 1 | LS |  | 0
C | MISC CONCRETE (HEADWALLS) | 9.5 | CY |  | 0
D | 4" TOP SOIL | 10350 | SY |  | 0
E | HYDROMULCH | 10350 | SY |  | 0
SUBTOTAL |  |  |  |  | 0
POND B
A | 5" CONCRETE RIP-RAP | 8 | SY |  | 0
B | 12" HDPE | 40 | LF |  | 0
C | CONCRETE WALL | 2315 | FF |  | 0
D | 12" Rock Rubble | 1250 | SY |  | 0
E | 4" TOP SOIL | 1835 | SY |  | 0
F | HYDROMULCH | 1835 | SY |  | 0
SUBTOTAL |  |  |  |  | 0
DRAIN A
A | TxDOT CLASS E FLEXIBLE LINER | 265 | SY |  | 0
B | 12" Rock Rubble | 33 | SY |  | 0
C | 4" TOP SOIL | 2680 | SY |  | 0
D | HYDROMULCH | 2680 | SY |  | 0
SUBTOTAL |  |  |  |  | 0
DRAIN B
A | 5'x2' MBC (CAST IN PLACE) | 424 | LF |  | 0
B | 5" CONCRETE RIP-RAP | 117 | SY |  | 0
C | MISC CONCRETE (BAFFLE BLOCKS) | 0.5 | CY |  | 0
D | MISC CONCRETE (HEADWALLS) | 11 | CY |  | 0
E | HAND RAIL (CoSA TYP.) | 64 | LF |  | 0
F | TxDOT CLASS E FLEXIBLE LINER | 691 | SY |  | 0
G | 12" Rock Rubble | 38 | SY |  | 0
H | 4" TOP SOIL | 4340 | SY |  | 0
I | HYDROMULCH | 4340 | SY |  | 0
SUBTOTAL |  |  |  |  | 0
DRAIN C
A | 5" CONCRETE RIP-RAP | 48 | SY |  | 0
B | OUTFALL STRUCTURE | 1 | LS |  | 0
C | 2 - 6'x3' CIP MBC | 102 | LF |  | 0
D | MISC CONCRETE (BAFFLE BLOCKS) | 1 | CY |  | 0
E | MISC CONCRETE (HEADWALLS) | 12 | CY |  | 0
F | HAND RAIL (CoSA TYP.) | 58 | LF |  | 0
G | 12" Rock Rubble | 76 | SY |  | 0
H | 4" TOP SOIL | 1785 | SY |  | 0
I | HYDROMULCH | 1785 | SY |  | 0
SUBTOTAL |  |  |  |  | 0
DRAIN D
A | 24" RCP | 36 | LF |  | 0
B | CONCRETE COLLAR | 1 | EA |  | 0
C | 10' CURB INLET | 1 | EA |  | 0
D | 5" Concrete Rip Rap | 14 | SY |  | 0
E | MISC CONCRETE (BAFFLE BLOCKS) | 0.25 | CY |  | 0
F | 12" Rock Rubble | 11 | SY |  | 0
SUBTOTAL |  |  |  |  | 0
DRAIN E
A | 24" RCP | 142 | LF |  | 0
B | CONCRETE COLLAR | 1 | EA |  | 0
C | 15' CURB INLET | 1 | EA |  | 0
D | 4' x 4' x 6' JUNCTION BOX | 1 | EA |  | 0
E | 5" Concrete Rip Rap | 27 | SY |  | 0
F | MISC CONCRETE (BAFFLE BLOCKS) | 0.25 | CY |  | 0
G | 12" Rock Rubble | 14 | SY |  | 0
SUBTOTAL |  |  |  |  | 0
DRAIN F
A | 24" CMP | 98 | LF |  | 0
B | 5" Concrete Rip Rap | 14 | SY |  | 0
C | 12" Rock Rubble | 3 | SY |  | 0
SUBTOTAL |  |  |  |  | 0
DRAIN G
A | 24" CMP | 45 | LF |  | 0
B | 5" Concrete Rip Rap | 13 | SY |  | 0
SUBTOTAL |  |  |  |  | 0
| STORM DRAINAGE/DET POND SUBTOTAL: |  |  |  | 0
Item | Description | Quantity | Unit | Unit Price | Total
6 | Water Improvements
A | 8" PVC CLASS 200 WATER MAIN | 3487 | LF |  | 0
B | 8" GATE VALVE & BOX, COMPLETE | 21 | EA |  | 0
C | STANDARD FIRE HYDRANT ASSEMBLY | 5 | EA |  | 0
D | 3/4" LONG SINGLE SERVICE | 32 | EA |  | 0
E | 3/4" SHORT SINGLE SERVICE | 41 | EA |  | 0
F | 3/4" IRRIGATION SERVICE | 3 | EA |  | 0
G | CAST IRON FITTINGS | 2.4 | TON |  | 0
H | 8"X2"TEMPORARY BLOWOFF | 1 | EA |  | 0
I | 8"X2" PERMANENT BLOWOFF | 1 | EA |  | 0
J | HYDROSTATIC TEST | 1 | LS |  | 0
K | TRENCH EXCAVATION PROTECTION | 3487 | LF |  | 0
L | TIE INTO EXISTING 16" WATER MAIN | 1 | EA |  | 0
N | METER BOXES | 76 | EA |  | 0
O | 24" STEEL CASING W/ SPACERS | 38 | LF |  | 0
P | 24" PVC CASING W/ SPACERS | 303 | LF |  | 0
| WATER IMPROVEMENTS SUBTOTAL: |  |  |  | 0
Item | Description | Quantity | Unit | Unit Price | Total
7 | Dry Utilities and Improvements
A | 4" SCHEDULE 40 PVC (TELECOM) | 3080 | LF |  | 0
B | 6" SCHEDULE 80 PVC | 1540 | LF |  | 0
C | 4" SCHEDULE 40 PVC (IRRIGATION) | 210 | LF |  | 0
NOTES:
NOTE: QUANTITIES PROVIDED FOR "DRY UTILITY IMPROVEMENTS" ARE BASED OFF EXPERIENCE AND JUDGEMENT OF ENGINEER, A FINAL DESIGN OF ELECTRICAL AND STREET LIGHT LAYOUT WILL BE FURNISHED BY GVEC.
| DRY UTILITIES SUBTOTAL: |  |  |  | 0
Item | Description | Quantity | Unit | Unit Price | Total
8 | Miscellaneous Work Including P&P Bond, Surveying, Testing, TPDES/Erosion Control
A | TPDES / EROSION CONTROL | 1 | LS |  | 0
B | TREE PROTECTION | 1 | LS |  | 0
C | REVEGETATION OF OPEN SPACE AND GREEN VALLEY ROW | 9030 | SY |  | 0
D | Temporary Irrigation | 1 | LS |  | 0
E | Construction Staking (everything except Dry Utilities) | 1 | LS |  | 0
F | Construction Testing | 1 | LS |  | 0
| MISCELLANEOUS WORK SUBTOTAL: |  |  |  | 0

## Commons-Onsite (hidden)
#REF!
STAGE | #REF!
PROJECT | #REF!
PROJECT NO. | #REF!
PREPARED BY | #REF! | DATE |  | #REF! |  | 2022-06-03
CHECKED BY | #REF! | REVISED DATE
COST DETAIL
Offsite Water
- | Description/Contractor | UOM | Price/Unit | #Units | Total
| MUNICIPAL FEES |  |  |  | 15930
| CIBOLO CONSTRUCTION PLAN REVIEW FEES | LS | 950000% |  | 0
| CIBOLO FINAL PLAT FEES | LS | 825000% |  | 0
| GUADALUPE COUNTY MAJOR PLAT FEES (BASE FEE) | UNIT | 300000% |  | 0
| GUADALUPE COUNTY MAJOR PLAT FEES (RESIDENTIAL) | LOT | 10000% |  | 0
| GUADALUPE COUNTY FLOOD STUDY REVIEW FEE | LS | 50000% |  | 0
| GUADALUPE COUNTY ROAD CONSTRUCTION REVIEW FEE | LS | 50000% |  | 0
| GUADALUPE COUNTY RECORDING FEE (ASSUUMED 3 PAGES) | LS | 42000% |  | 0
| GVSUD WATER IMPACT FEES | LOT | 639000% |  | 6390
| GVSUD SEWER IMPACT FEES | LOT | 954000% |  | 9540
| TCEQ TPDES FEE | LS | 32500% |  | 0
| CoSA TREE PLAN REVIEW & INSPECTION FEES | LS | 225000% |  | 0
| CoSA DETENTION FEE-IN-LIEU | SF | 15% |  | 0
| CoSA MDP FEES | LS | 300000% |  | 0
| MEDINA COUNTY PLAT RECORDING FEES (ASSUMED 3 PGS.) | UNIT | 6300% |  | 0
| SAWS WATER IMPACT FEES | LOT | 490800% |  | 0
| SAWS SEWER IMPACT FEES | LOT | 208300% |  | 0
|  | LS | 104150% |  | 0
|  | LS | 32500% |  | 0
|  | SF | 500% |  | 0
0
0
0
0
| TCEQ TPDES FEE | LS | 32500% |  | 0
| ENGINEERING |  |  |  | 98120
| SURVEYING - CAT 1A BOUNDARY SURVEY | LS | 2400000% | 1 | 24000
| SURVEYING - TOPO | LS | 2200000% | 1 | 22000
| ENVIRONMENTAL - ENVIRONMENTAL/HISTORICAL REPORTS | LS | 1500000% | 1 | 15000
| GEOTECHNICAL - STREET & FOUNDATION | LS | 1000000% | 1 | 10000
| ENGINEERING FEES - DESIGN & PLATTING | FF | 6000% | 2 | 120
| ENGINEERING FEES - TURN LANES | % | 10% | 1 | 15000
| ENGINEERING FEES - CONSTRUCTION ADMINISTRATION | LOT | 75000% | 1 | 12000
| STORMWATER MANAGEMENT PLAN | LS | 1500000% |  | 0
| CONSTRUCTION MATERIAL TESTING | LS | 1200000% |  | 0
| STREETS |  |  |  | 0
| REMOVE EXISTING IMPROVEMENTS | LS | 1000000% |  | 0
| MOBILIZATION | EA | 7500000% |  | 0
| CLEARING | AC | 360000% |  | 0
| TREE PROTECTION | EA | 0% |  | 0
| CONCRETE WASHOUT PIT | EA | 100000% |  | 0
| CONSTRUCTION ENTRANCE/EXIT | EA | 350000% |  | 0
| STAGING | EA | 0% |  | 0
| SILT FENCE | LF | 281% |  | 0
| ROCK BERM | LF | 3621% |  | 0
| INLET PROTECTION | LF | 1187% |  | 0
| OPEN SPACE REVEGETATION | SY | 0% |  | 0
| TPDES | LS | 800000% |  | 0
| TPDES (LARGE) | LS | 1500000% |  | 0
| UNIT/STREET EXCAVATION | CY | 1700% |  | 0
| UNIT/STREET EMBANKMENT | CY | 400% |  | 0
| IMPORT FILL | CY | 1500% |  | 0
| HAUL OFF | CY | 600% |  | 0
| IMPORT FILL FROM FUTURE UNIT | CY | 300% |  | 0
| HAUL OFF TO FUTURE UNIT | CY | 300% |  | 0
| 2" ASPHALT (SECONDARY ACCESS) | SY | 1200% |  | 0
| 8" FLEX. BASE (SECONDARY ACCESS) | SY | 1500% |  | 0
| 2" ASPHALT (70' ROW) | SY | 1200% |  | 0
| 10" FLEX. BASE (70' ROW) | SY | 2100% |  | 0
| 3" X 5" BULL ROCK | SY | 1900% |  | 0
| 3" ASPHALT (70' ROW) | SY | 1600% |  | 0
| 19.5" FLEX. BASE (70' ROW) | SY | 2600% |  | 0
| 10" ASPHALT TREATED BASE (ATB) | SY | 15000% |  | 0
| PRIME COAT | GAL | 400% |  | 0
| TACK COAT | GAL | 400% |  | 0
| 6" LIME TREATED SUBGRADE | SY | 600% |  | 0
| 8" LIME TREATED SUBGRADE | SY | 800% |  | 0
| LIME (42LB/SY) | TON | 22000% |  | 0
| CONCRETE CURB & GUTTER | LF | 1300% |  | 0
| HEADER CURB & GUARD POSTS | LF | 4500% |  | 0
| HEADER CURB | LF | 1500% |  | 0
| SAWCUT AND MATCH EXISTING ASPHALT | LS | 2000000% |  | 0
| 4 INCH WIDE WHITE LINE | LF | 300% |  | 0
| 4 INCH WIDE YELLOW LINE (BROKEN ) | LF | 400% |  | 0
| 4 INCH WIDE YELLOW LINE(SOLID) | LF | 600% |  | 0
| 4 INCH WIDE YELLOW LINE (DOUBLE) | LF | 1000% |  | 0
| 24 INCH WHITE STOP LINE | LF | 1700% |  | 0
| 8 INCH WIDE WHITE LINE (SOLID) | LF | 800% |  | 0
| 12 INCH WIDE WHITE LINE (SOLID) | LF | 1000% |  | 0
| 4 INCH (SOLID) & 4 INCH WIDE (BROKEN) YELLOW LINE | LF | 1000% |  | 0
| 24 INCH WHITE PAVEMENT CROSSWALK STRIPING | LF | 2300% |  | 0
| MEDIAN NOSE YELLOW | EA | 120000% |  | 0
| WORD "ONLY" | WORD | 25000% |  | 0
| COMBINATION THRU/RIGHT WHITE ARROW | EA | 50000% |  | 0
| RIGHT WHITE ARROW | EA | 20000% |  | 0
| LEFT WHITE ARROW | EA | 20000% |  | 0
| PAVEMENT MARKER (TYPE II A-A) | EA | 2300% |  | 0
| BLUE PAVEMENT MARKER | EA | 2300% |  | 0
| METAL BEAM GUARD FENCE | LF | 13000% |  | 0
| MBGF- SINGLE GUARD RAIL TERMINAL | LF | 11500% |  | 0
| MBGF- DOWNSTREAM ANCHOR TERMINAL | LF | 21000% |  | 0
| SIGNAGE & STRIPING | LS | 1000000% |  | 0
| SIGNAGE & STRIPING | LS | 500000% |  | 0
| CONCRETE SIDEWALK | SY | 5000% |  | 0
| ADA RAMPS (DEVELOPER RESPONSIBILITY) | EA | 180000% |  | 0
| STREET NAME SIGNS (9in) | EA | 20000% |  | 0
| REGULATORY STREET SIGNS | EA | 26000% |  | 0
| REGULATORY STREET SIGNS (LARGE) | LS | 2000000% |  | 0
| REGULATORY STREET SIGNS (SMALL) | LS | 1000000% |  | 0
| TEMPORARY TURN AROUND | LS | 1500000% |  | 0
| STREETSCAPE PLANTING (ASSUME BOTH SIDES OF COLLECTORS AT EVERY 50') | EA | 40000% |  | 0
| GRADING |  |  |  | 0
| STREET & LOT EXCAVATION | CY | 300% |  | 0
| STREET & LOT EMBANKMENT | CY | 200% |  | 0
| CLEARING/SITE PREP | Ac | 360000% |  | 0
| MOBILIZATION | EA | 7500000% |  | 0
| CONCRETE WASHOUT PIT | EA | 1500000% |  | 0
| CONSTRUCTION ENTRANCE/EXIT | EA | 1500000% |  | 0
| SILT FENCE | LF | 250% |  | 0
| ROCK BERMS | LF | 3500% |  | 0
| OVERAL CUT | CY | 0% |  | 0
| OVERALL FILL | CY | 0% |  | 0
| RETAINING WALLS | FF | 3000% |  | 0
| DRAINAGE |  |  |  | 0
| DRAIN EXCAVATION | CY | 300% |  | 0
| DRAIN EMBANKMENT | CY | 400% |  | 0
| HAUL OFF | CY | 1200% |  | 0
| 5' CURB INLET | EA | 700000% |  | 0
| 10' CURB INLET | EA | 1560000% |  | 0
| 15' CURB INLET | EA | 1920000% |  | 0
| 20' CURB INLET | EA | 2520000% |  | 0
| 25' CURB INLET | EA | 2550000% |  | 0
| 35' CURB INLET | EA | 3240000% |  | 0
| 5" CONCRETE RIP RAP | SY | 15500% |  | 0
| 6" CONCRETE RIP RAP | SY | 19000% |  | 0
| 4'x4' CONCRETE JUNCTION BOX | EA | 600000% |  | 0
| 5'x5' CONCRETE JUNCTION BOX | EA | 700000% |  | 0
| 6'x6' CONCRETE JUNCTION BOX | EA | 1100000% |  | 0
| 13'x13' JUNCTION BOX | EA | 4291030% |  | 0
| 24" R.C.P. | LF | 9000% |  | 0
| 30" R.C.P. | LF | 12500% |  | 0
| 36" R.C.P. | LF | 14000% |  | 0
| 42" RCP | LF | 16000% |  | 0
| 48" RCP | LF | 20000% |  | 0
| 54" R.C.P. | LF | 22000% |  | 0
| 60" R.C.P. | LF | 35000% |  | 0
| 3'X2' S.B.C. | LF | 40000% |  | 0
| 4'X3' S.B.C. | LF | 50000% |  | 0
| 5'X3' S.B.C. | LF | 52800% |  | 0
| 6'X3' S.B.C. | LF | 58000% |  | 0
| 10 ~ 8'x8' SBC (122 LF) | LF | 910000% |  | 0
| CONCRETE STRUCTURE (BAFFLE BLOCKS) | CY | 270000% |  | 0
| CONCRETE STRUCTURE (HEADWALL) | LS | 2500000% |  | 0
| CONCRETE COLLARS | EA | 41500% |  | 0
| PIPE RAILING | LF | 8500% |  | 0
| REVEGATATION | SY | 300% |  | 0
| 4" TOP SOIL | SY | 300% |  | 0
| TURF REINFORCEMENT | SY | 1000% |  | 0
| HYDROTURF | SY | 9000% |  | 0
| SIDEWALK BOX DRAIN | EA | 1000000% |  | 0
| TRENCH EXCAVATION PROTECTION | LF | 100% |  | 0
| ROCK RUBBLE (8"-12") | CY | 50000% |  | 0
| ROCK GABION MATTRESS | SY | 11000% |  | 0
| DETENTION POND 1 | LS | 18000000% |  | 0
| DETENTION POND 2 | LS | 13000000% |  | 0
| WATER QUALITY POND | LS | 15000000% |  | 0
| SANITARY SEWER |  |  |  | 0
| 8" SANITARY SEWER PIPE (6' - 10') | LF | 5500% |  | 0
| 8" SANITARY SEWER PIPE (10' - 20') | LF | 8000% |  | 0
| 8" SANITARY SEWER PIPE (10' - 14') | LF | 7200% |  | 0
| 8" SANITARY SEWER PIPE (14' - 22') | LF | 15000% |  | 0
| 12" SANITARY SEWER PIPE (0' - 6') | LF | 4800% |  | 0
| 12" SANITARY SEWER PIPE (6' - 10') | LF | 5600% |  | 0
| 12" SANITARY SEWER PIPE (10' - 14') | LF | 7300% |  | 0
| 12" SANITARY SEWER PIPE (15' - 20') | LF | 12000% |  | 0
| 15" SANITARY SEWER PIPE (0' - 10') | LF | 5500% |  | 0
| 15" SANITARY SEWER PIPE (10' - 14') | LF | 7300% |  | 0
| 15" SANITARY SEWER PIPE (14' - 18') | LF | 13500% |  | 0
| 15" SANITARY SEWER PIPE (18' - 22') | LF | 18000% |  | 0
| 18" SANITARY SEWER PIPE (14' - 18') | LF | 1000% |  | 0
| 30" BORE, JACK. ,OR TUNN., COMPLETE | LF | 90000% |  | 0
| CONCRETE ENCASEMENT | LF | 5000% |  | 0
| TIE IN TO EX. MH | LS | 1000000% |  | 0
| STANDARD MANHOLES | EA | 600000% |  | 0
| DROP MANHOLES | EA | 750000% |  | 0
| EXTRA DEPTH - MANHOLES | VF | 70000% |  | 0
| VERTICAL STACKS (ASSUMED 5' PER LOT) | VF | 9000% |  | 0
| 8"x6" WYES (CONCRETE SADDLE) | EA | 50000% |  | 0
| 8"x6" WYES | EA | 14000% |  | 0
| 6" SEWER LATERALS | LF | 4700% |  | 0
| LATERAL CLEANOUT | EA | 110000% |  | 0
| TELEVISE SEWER MAIN | LF | 200% |  | 0
| TRENCH EXCAVATION PROTECTION | LF | 100% |  | 0
| 2"X4" LUMBER (PAINTED GREEN) | EA | 0% |  | 0
| PHASE I (232 LUE's) WATER FLEET SOLUTION | LS | 60000000% |  | 0
| PHASE II (527 LUE's) WASTE WATER TREATEMENT PLANT (200 GAL/LOT) | GAL | 3800% |  | 0
| PHASE III (1050 LUE's) WASTE WATER TREATMENT PLANT (200 GAL/LOT) | GAL | 2500% |  | 0
| PHASE IV (1430 LUE's) WASTE WATER TREATMENT PLANT (200 GAL/LOT) | GAL | 2000% |  | 0
| EXISTING STREET TRENCH & STREET REPAIR | LF | 25000% |  | 819917244.4
| TRAFFIC CONTROL FOR OPEN CUT SEWER TRENCH | LS | 750000%
| WATER SYSTEM |  |  | 1 | 56
| 2" HDPE 200 PSI DR 11 | LF | 3000% |  | 0
| 8" PVC CLASS 200 WATER MAIN | LF | 5600% | 3460 | 397900
| 8" GATE VALVE & BOX, COMPLETE | EA | 313000% | 4 | 20000
| 12" PVC CLASS 235 WATER MAIN | LF | 11500% | 1 | 71
| 12" GATE VALVE & BOX, COMPLETE | EA | 500000% | 1 | 93
| 8" DUCTILE IRON PIPE | LF | 7100% | 4 | 22000
| 12" DUCTILE IRON PIPE | LF | 9300% | 3460 | 570900
| OFFSITE STANDARD F.H. COMPLETE W/ VALVE | EA | 550000% | 746 | 9399600
| 16" PVC CLASS 235 WATER MAIN | LF | 16500% |  | 0
| 16" GATE VALVE & BOX, COMPLETE | EA | 1260000%
| 24" PVC CLASS 235 WATER MAIN | LF | 15000% |  | 0
| 24" BUTTERFLY VALVE, COMPLETE | EA | 1500000% | 2590 | 12950000
| STANDARD F.H. COMPLETE W/ VALVE | EA | 550000% | 4 | 7200
| CAST IRON FITTINGS | TON | 500000% | 3 | 6000
| 8"X2"TEMPORARY BLOWOFF | EA | 180000% | 2590 | 4921000
| 8"X2" PERMANENT BLOWOFF | EA | 200000% | 1119 | 2461800
| 12"X2" TEMPORARY BLOWOFF | EA | 190000% |  | 0
| 12X2" PERMANENT BLOWOFF | EA | 220000%
| 16"X2"TEMPORARY BLOWOFF | EA | 410000% | 450 | 6750000
| 16"X2" PERMANENT BLOWOFF | EA | 450000% | 2 | 33000
| 24"X2" TEMPORARY BLOWOFF | EA | 1500000% | 480 | 648000
| 24X2" PERMANENT BLOWOFF | EA | 1650000% |  | 0
| 3/4" LONG SINGLE SERVICE | EA | 135000% | 1 | 1550
| 3/4" SHORT SINGLE SERVICE | EA | 73000%
| 1" DUAL LONG | EA | 155000% |  | 0
| 1" DUAL SHORT | EA | 90000% | 3550 | 4792500
| 3/4" IRRIGATION SERVICE | EA | 90000% | 4 | 12581.4
| 1" IRRIGATION SERVICE | EA | 135000% | 1 | 1
| HYDROSTATIC TEST | EA | 314535% | 4 | 1100
| TRENCH EXCAVATION PROTECTION | LF | 100% | 3550 | 17750000
| METER BOXES | EA | 27500% |  | 0
| TIE IN TO EX. 8" MAIN | LS | 500000% |  | 0
| TIE IN TO EX. 12" MAIN | LS | 1000000%
| TIE IN TO EX. 16" MAIN | LS | 1250000% | 2 | 20000
| CCSUD ACQUISITION & CONNECTION FEE | LS | 549600% | 1 | 80
| CCSUD INSPECTION FEE | LS | 1000000% | 24 | 42000000
| CONDUIT IRRIGATION CROSSING (2-4" PVC) | LF | 8000% | 526 | 198828000
| STORAGE TANK | EA | 175000000% | 1340 | 509200000
| CCSUD ADDITIONAL PUMP CAPACITY | LS | 37800000% | 2 | 1260000
| CCSUD ELECTRICAL IMPROVEMENTS | LS | 38000000% | 2 | 1004000
| CCSUD 50% PRO RATA SHARE | LS | 63000000% | 1340 | 1340
| CCSUD CONTINGENCY | EA | 50200000% |  | 0
| TRENCH EXCAVATION PROTECTION | LF | 100% | 437 | 1748
| CONCRETE ENCASEMENT | LF | 12000% | 1 | 10000
| 6" TOP SOIL | SY | 400%
| TRAFFIC CONTROL | LS | 1000000% | 5 | 50000
| CASCADE CAVERN |  |  | 2796 | 33552
| DRIVEWAY - OPEN CUT/REPLACE | EA | 1000000% |  | 0
| 6" ASPHALT TREATED BASE | SY | 1200% | 5050 | 1212000
| 1.5" HMAC TYPE D | SY | 1200% | 5 | 120500
| 24" PVC CLASS 235 WATER MAIN | LF | 24000% | 2 | 49000
| 24" BUTTERFLY VALVE, COMPLETE | EA | 2410000% | 6 | 30000
| 24" AIR RELEASE VALVE | EA | 2450000% | 5050 | 5050
| CAST IRON FITTINGS | TON | 500000% | 2 | 50000
| TRENCH EXCAVATION PROTECTION | LF | 100% | 1 | 50000
| DRAINAGE STRUCTURE REMOVE/REPLACE | EA | 2500000%
| TRAFFIC CONTROL | LS | 5000000% |  | 0
| JIM |  |  | 2706 | 649440
| CLEARING | AC | 360000% | 3 | 72300
| 24" PVC CLASS 235 WATER MAIN | LF | 24000% | 3 | 15000
| 24" BUTTERFLY VALVE, COMPLETE | EA | 2410000% | 2706 | 2706
| CAST IRON FITTINGS | TON | 500000% |  | 0
| TRENCH EXCAVATION PROTECTION | LF | 100% |  | 0
| CONCRETE ENCASEMENT | LF | 12000%
| REVEGATATION | SY | 400% |  | 0
| MASSEY |  |  | 2136 | 512640
| CLEARING | AC | 360000% | 4 | 96400
| 24" PVC CLASS 235 WATER MAIN | LF | 24000% | 2 | 49000
| 24" BUTTERFLY VALVE, COMPLETE | EA | 2410000% | 1 | 20000
| 24" AIR RELEASE VALVE | EA | 2450000% | 3 | 15000
| TIE IN TO EX. 24" MAIN | LS | 2000000% | 2136 | 2136
| CAST IRON FITTINGS | TON | 500000% | 8400 | 151200
| TRENCH EXCAVATION PROTECTION | LF | 100% | 8400 | 100800
| 8" ASPHALT TREATED BASE | SY | 1800% | 1 | 20000
| 2" HMAC TYPE D | SY | 1200% | 1 | 3500000
| GATE REPLACEMENT | EA | 2000000% | 1 | 30000
| WATER BOOSTER STATION | EA | 350000000% | 1 | 10000
| TPDES | LS | 3000000% |  | 0
| HYDROSTATIC TESTING | LS | 1000000% |  | 0
| ELECTRIC |  |  |  | 0
| UNDERGROUND ELECTRIC SERVICE (MINOR) | LF | 700% |  | 0
| UNDERGROUND ELECTRIC SERVICE (MAJOR) | LF | 2000% |  | 0
| RISER POLES | EA | 270000% |  | 0
| OVERHEAD EXTENSION | LS | 22500000% |  | 0
| UNDERGROUND ELECTRIC SERVICE | LOT | 300000% |  | 0
| CONDUIT PRIMARY (4~6" & 2~4" PVC BUNDLE W/SWEEPS) | LF | 21000% |  | 0
| CONDUIT SECONDARY (2~6" & 2~4" PVC BUNDLE W/SWEEPS) | LF | 15000% |  | 0
| STREET LIGHTS | EA | 250000% |  | 0
| OFFSITE MITIGATIONS |  |  |  | 0
| TRAFFIC SIGNAL | LS | 50000000% |  | 0
| LEFT TURN LANE | EA | 15000000% |  | 0
| RIGHT TURN LANE | EA | 10000000% |  | 81991724.44
| WATSON LANE IMPROVEMENTS | LS | 50000000% | 819917244.4 | 81991724.44
| CONTINGENCY |  |  |  | 0
| CONTINGENCY | % | 10% |  | 902023018.84
| CONTINGENCY | % | 5%
GRAND TOTAL

## Unit 1 (hidden)
#REF!
STAGE | #REF!
PROJECT | #REF!
PROJECT NO. | #REF!
PREPARED BY | #REF! | DATE |  | #REF!
CHECKED BY | #REF! | REVISED DATE
COST DETAIL
| Unit 1 |  |  | Lot Count | #REF!
- | Description/Contractor | UOM | Price/Unit | #Units | Total
| MUNICIPAL FEES |  |  |  | 11445
| CIBOLO CONSTRUCTION PLAN REVIEW FEES | LS | 9500 |  | 0
| CIBOLO FINAL PLAT FEES | LS | 8250 |  | 0
| GUADALUPE COUNTY MAJOR PLAT FEES (BASE FEE) | UNIT | 3000 | 1 | 3000
| GUADALUPE COUNTY MAJOR PLAT FEES (RESIDENTIAL) | LOT | 100 | 67 | 6700
| GUADALUPE COUNTY FLOOD STUDY REVIEW FEE | LS | 500 | 1 | 500
| GUADALUPE COUNTY ROAD CONSTRUCTION REVIEW FEE | LS | 500 | 1 | 500
| GUADALUPE COUNTY RECORDING FEE (ASSUUMED 3 PAGES) | LS | 420 | 1 | 420
| GVSUD WATER IMPACT FEES | LOT | 6390 | 67
| GVSUD SEWER IMPACT FEES | LOT | 9540 | 67
| TCEQ TPDES FEE | LS | 325 |  | 0
| CoSA TREE PLAN REVIEW & INSPECTION FEES | LS | 2250 |  | 0
| CoSA DETENTION FEE-IN-LIEU | SF | 0.15 |  | 0
| CoSA MDP FEES | LS | 3000 |  | 0
| MEDINA COUNTY PLAT RECORDING FEES (ASSUMED 3 PGS.) | UNIT | 63 |  | 0
| SAWS WATER IMPACT FEES | LOT | 4908 |  | 0
| SAWS SEWER IMPACT FEES | LOT | 2083 |  | 0
|  | LS | 1041.5 |  | 0
|  | LS | 325 |  | 0
|  | SF | 5 |  | 0
0
0
0
0
| TCEQ TPDES FEE | LS | 325 | 1 | 325
| ENGINEERING |  |  |  | 319100
| SURVEYING - CAT 1A BOUNDARY SURVEY | LS | 24000 | 1 | 24000
| SURVEYING - TOPO | LS | 22000 | 1 | 22000
| ENVIRONMENTAL - ENVIRONMENTAL/HISTORICAL REPORTS | LS | 15000 | 1 | 15000
| GEOTECHNICAL - STREET & FOUNDATION | LS | 10000 | 1 | 10000
| ENGINEERING FEES - DESIGN & PLATTING | FF | 60 | 3685 | 221100
| ENGINEERING FEES - TURN LANES | % | 0.1 |  | 0
| ENGINEERING FEES - CONSTRUCTION ADMINISTRATION | LOT | 750 |  | 0
| STORMWATER MANAGEMENT PLAN | LS | 15000 | 1 | 15000
| CONSTRUCTION MATERIAL TESTING | LS | 12000 | 1 | 12000
| STREETS |  |  |  | 643983
| REMOVE EXISTING IMPROVEMENTS | LS | 10000 |  | 0
| CLEARING | AC | 3600 | 23.34 | 84024
| TREE PROTECTION | EA | 0 |  | 0
| CONCRETE WASHOUT PIT | EA | 1000 |  | 0
| CONSTRUCTION ENTRANCE/EXIT | EA | 3500 |  | 0
| STAGING | EA | 0 |  | 0
| SILT FENCE | LF | 2.81 |  | 0
| ROCK BERM | LF | 36.21 |  | 0
| INLET PROTECTION | LF | 11.87 |  | 0
| OPEN SPACE REVEGETATION | SY | 0 |  | 0
| TPDES | LS | 8000 | 1 | 8000
| TPDES (LARGE) | LS | 15000 |  | 0
| UNIT/STREET EXCAVATION | CY | 17 |  | 0
| UNIT/STREET EMBANKMENT | CY | 4 |  | 0
| IMPORT FILL | CY | 15 |  | 0
| HAUL OFF | CY | 6 |  | 0
| IMPORT FILL FROM FUTURE UNIT | CY | 3 |  | 0
| HAUL OFF TO FUTURE UNIT | CY | 3 |  | 0
| 2" ASPHALT (SECONDARY ACCESS) | SY | 12 | 2077 | 24924
| 8" FLEX. BASE (SECONDARY ACCESS) | SY | 15 | 2077 | 31155
| 2" ASPHALT (70' ROW) | SY | 12 | 9520 | 114240
| 10" FLEX. BASE (70' ROW) | SY | 21 | 9520 | 199920
| 3" X 5" BULL ROCK | SY | 19 |  | 0
| 3" ASPHALT (70' ROW) | SY | 16 |  | 0
| 19.5" FLEX. BASE (70' ROW) | SY | 26 |  | 0
| 10" ASPHALT TREATED BASE (ATB) | SY | 150 |  | 0
| PRIME COAT | GAL | 4 |  | 0
| TACK COAT | GAL | 4 |  | 0
| 6" LIME TREATED SUBGRADE | SY | 6 |  | 0
| 8" LIME TREATED SUBGRADE | SY | 8 |  | 0
| LIME (42LB/SY) | TON | 220 |  | 0
| CONCRETE CURB & GUTTER | LF | 13 | 5405 | 70265
| HEADER CURB & GUARD POSTS | LF | 45 | 27 | 1215
| HEADER CURB | LF | 15 |  | 0
| SAWCUT AND MATCH EXISTING ASPHALT | LS | 20000 |  | 0
| 4 INCH WIDE WHITE LINE | LF | 3 |  | 0
| 4 INCH WIDE YELLOW LINE (BROKEN ) | LF | 4 |  | 0
| 4 INCH WIDE YELLOW LINE(SOLID) | LF | 6 |  | 0
| 4 INCH WIDE YELLOW LINE (DOUBLE) | LF | 10 |  | 0
| 24 INCH WHITE STOP LINE | LF | 17 |  | 0
| 8 INCH WIDE WHITE LINE (SOLID) | LF | 8 |  | 0
| 12 INCH WIDE WHITE LINE (SOLID) | LF | 10 |  | 0
| 4 INCH (SOLID) & 4 INCH WIDE (BROKEN) YELLOW LINE | LF | 10 |  | 0
| 24 INCH WHITE PAVEMENT CROSSWALK STRIPING | LF | 23 |  | 0
| MEDIAN NOSE YELLOW | EA | 1200 |  | 0
| WORD "ONLY" | WORD | 250 |  | 0
| COMBINATION THRU/RIGHT WHITE ARROW | EA | 500 |  | 0
| RIGHT WHITE ARROW | EA | 200 |  | 0
| LEFT WHITE ARROW | EA | 200 |  | 0
| PAVEMENT MARKER (TYPE II A-A) | EA | 23 |  | 0
| BLUE PAVEMENT MARKER | EA | 23 |  | 0
| METAL BEAM GUARD FENCE | LF | 130 |  | 0
| MBGF- SINGLE GUARD RAIL TERMINAL | LF | 115 |  | 0
| MBGF- DOWNSTREAM ANCHOR TERMINAL | LF | 210 |  | 0
| SIGNAGE & STRIPING | LS | 10000 |  | 0
| SIGNAGE & STRIPING | LS | 5000 |  | 0
| CONCRETE SIDEWALK | SY | 50 | 380 | 19000
| ADA RAMPS (DEVELOPER RESPONSIBILITY) | EA | 1800 | 8 | 14400
| STREET NAME SIGNS (9in) | EA | 200 | 4 | 800
| REGULATORY STREET SIGNS | EA | 260 | 4 | 1040
| REGULATORY STREET SIGNS (LARGE) | LS | 20000 |  | 0
| REGULATORY STREET SIGNS (SMALL) | LS | 10000 |  | 0
| TEMPORARY TURN AROUND | LS | 15000 |  | 0
| STREETSCAPE PLANTING (ASSUME BOTH SIDES OF COLLECTORS AT EVERY 50') | EA | 400 |  | 0
| GRADING |  |  |  | 350000
| STREET & LOT EXCAVATION | CY | 3 | 70000 | 210000
| STREET & LOT EMBANKMENT | CY | 2 | 70000 | 140000
| CLEARING/SITE PREP | Ac | 3600 |  | 0
| MOBILIZATION | EA | 75000 |  | 0
| CONCRETE WASHOUT PIT | EA | 15000 |  | 0
| CONSTRUCTION ENTRANCE/EXIT | EA | 15000 |  | 0
| SILT FENCE | LF | 2.5 |  | 0
| ROCK BERMS | LF | 35 |  | 0
| OVERAL CUT | CY | 0 |  | 0
| OVERALL FILL | CY | 0 |  | 0
| RETAINING WALLS | FF | 30 |  | 0
| DRAINAGE |  |  |  | 595920
| DRAIN EXCAVATION | CY | 3 | 0 | 0
| DRAIN EMBANKMENT | CY | 4 |  | 0
| HAUL OFF | CY | 12 |  | 0
| 5' CURB INLET | EA | 7000 |  | 0
| 10' CURB INLET | EA | 15600 |  | 0
| 15' CURB INLET | EA | 19200 |  | 0
| 20' CURB INLET | EA | 25200 |  | 0
| 25' CURB INLET | EA | 25500 | 3 | 76500
| 35' CURB INLET | EA | 32400 |  | 0
| 5" CONCRETE RIP RAP | SY | 155 | 650 | 100750
| 6" CONCRETE RIP RAP | SY | 190 |  | 0
| 4'x4' CONCRETE JUNCTION BOX | EA | 6000 |  | 0
| 5'x5' CONCRETE JUNCTION BOX | EA | 7000 |  | 0
| 6'x6' CONCRETE JUNCTION BOX | EA | 11000 |  | 0
| 13'x13' JUNCTION BOX | EA | 42910.3 |  | 0
| 24" R.C.P. | LF | 90 |  | 0
| 30" R.C.P. | LF | 125 |  | 0
| 36" R.C.P. | LF | 140 |  | 0
| 42" RCP | LF | 160 |  | 0
| 48" RCP | LF | 200 |  | 0
| 54" R.C.P. | LF | 220 |  | 0
| 60" R.C.P. | LF | 350 |  | 0
| 3'X2' S.B.C. | LF | 400 |  | 0
| 4'X3' S.B.C. | LF | 500 |  | 0
| 5'X3' S.B.C. | LF | 528 | 140 | 73920
| 6'X3' S.B.C. | LF | 580 |  | 0
| 10 ~ 8'x8' SBC (122 LF) | LF | 9100 |  | 0
| CONCRETE STRUCTURE (BAFFLE BLOCKS) | CY | 2700 |  | 0
| CONCRETE STRUCTURE (HEADWALL) | LS | 25000 | 1 | 25000
| CONCRETE COLLARS | EA | 415 |  | 0
| PIPE RAILING | LF | 85 |  | 0
| REVEGATATION | SY | 3 | 3250 | 9750
| 4" TOP SOIL | SY | 3 |  | 0
| TURF REINFORCEMENT | SY | 10 |  | 0
| HYDROTURF | SY | 90 |  | 0
| SIDEWALK BOX DRAIN | EA | 10000 |  | 0
| TRENCH EXCAVATION PROTECTION | LF | 1 |  | 0
| ROCK RUBBLE (8"-12") | CY | 500 |  | 0
| ROCK GABION MATTRESS | SY | 110 |  | 0
| DETENTION POND 1 | LS | 180000 | 1 | 180000
| DETENTION POND 2 | LS | 130000 | 1 | 130000
| WATER QUALITY POND | LS | 150000 |  | 0
| SANITARY SEWER |  |  |  | 618424
| 8" SANITARY SEWER PIPE (6' - 10') | LF | 55 | 2845 | 156475
| 8" SANITARY SEWER PIPE (10' - 20') | LF | 80 |  | 0
| 8" SANITARY SEWER PIPE (10' - 14') | LF | 72 |  | 0
| 8" SANITARY SEWER PIPE (14' - 22') | LF | 150 |  | 0
| 12" SANITARY SEWER PIPE (0' - 6') | LF | 48 |  | 0
| 12" SANITARY SEWER PIPE (6' - 10') | LF | 56 |  | 0
| 12" SANITARY SEWER PIPE (10' - 14') | LF | 73 |  | 0
| 12" SANITARY SEWER PIPE (15' - 20') | LF | 120 |  | 0
| 15" SANITARY SEWER PIPE (0' - 10') | LF | 55 |  | 0
| 15" SANITARY SEWER PIPE (10' - 14') | LF | 73 |  | 0
| 15" SANITARY SEWER PIPE (14' - 18') | LF | 135 |  | 0
| 15" SANITARY SEWER PIPE (18' - 22') | LF | 180 |  | 0
| 18" SANITARY SEWER PIPE (14' - 18') | LF | 10 |  | 0
| 30" BORE, JACK. ,OR TUNN., COMPLETE | LF | 900 |  | 0
| CONCRETE ENCASEMENT | LF | 50 |  | 0
| TIE IN TO EX. MH | LS | 10000 |  | 0
| STANDARD MANHOLES | EA | 6000 | 13 | 78000
| DROP MANHOLES | EA | 7500 | 1 | 7500
| EXTRA DEPTH - MANHOLES | VF | 700 | 201 | 140700
| VERTICAL STACKS (ASSUMED 5' PER LOT) | VF | 90 | 335 | 30150
| 8"x6" WYES (CONCRETE SADDLE) | EA | 500 |  | 0
| 8"x6" WYES | EA | 140 | 68 | 9520
| 6" SEWER LATERALS | LF | 47 | 3085 | 144995
| LATERAL CLEANOUT | EA | 1100 |  | 0
| TELEVISE SEWER MAIN | LF | 2 | 3083 | 6166
| TRENCH EXCAVATION PROTECTION | LF | 1 | 6168 | 6168
| 2"X4" LUMBER (PAINTED GREEN) | EA | 0 |  | 0
| PHASE I (232 LUE's) WATER FLEET SOLUTION | LS | 600000 |  | 0
| PHASE II (527 LUE's) WASTE WATER TREATEMENT PLANT (200 GAL/LOT) | GAL | 38 |  | 0
| PHASE III (1050 LUE's) WASTE WATER TREATMENT PLANT (200 GAL/LOT) | GAL | 25 |  | 0
| PHASE IV (1430 LUE's) WASTE WATER TREATMENT PLANT (200 GAL/LOT) | GAL | 20 |  | 0
| EXISTING STREET TRENCH & STREET REPAIR | LF | 250 | 125 | 31250
| TRAFFIC CONTROL FOR OPEN CUT SEWER TRENCH | LS | 7500 | 1 | 7500
| WATER SYSTEM |  |  |  | 335915.35
| 2" HDPE 200 PSI DR 11 | LF | 30 |  | 0
| 8" PVC CLASS 200 WATER MAIN | LF | 56 | 2965 | 166040
| 8" GATE VALVE & BOX, COMPLETE | EA | 3130 | 4 | 12520
| 12" PVC CLASS 235 WATER MAIN | LF | 115 |  | 0
| 12" GATE VALVE & BOX, COMPLETE | EA | 5000 |  | 0
| 8" DUCTILE IRON PIPE | LF | 71 |  | 0
| 12" DUCTILE IRON PIPE | LF | 93 |  | 0
| OFFSITE STANDARD F.H. COMPLETE W/ VALVE | EA | 5500 |  | 0
| 16" PVC CLASS 235 WATER MAIN | LF | 165 |  | 0
| 16" GATE VALVE & BOX, COMPLETE | EA | 12600 |  | 0
| 24" PVC CLASS 235 WATER MAIN | LF | 150 |  | 0
| 24" BUTTERFLY VALVE, COMPLETE | EA | 15000 |  | 0
| STANDARD F.H. COMPLETE W/ VALVE | EA | 5500 | 5 | 27500
| CAST IRON FITTINGS | TON | 5000 | 6 | 30000
| 8"X2"TEMPORARY BLOWOFF | EA | 1800 | 1 | 1800
| 8"X2" PERMANENT BLOWOFF | EA | 2000 | 1 | 2000
| 12"X2" TEMPORARY BLOWOFF | EA | 1900 |  | 0
| 12X2" PERMANENT BLOWOFF | EA | 2200 |  | 0
| 16"X2"TEMPORARY BLOWOFF | EA | 4100 |  | 0
| 16"X2" PERMANENT BLOWOFF | EA | 4500 |  | 0
| 24"X2" TEMPORARY BLOWOFF | EA | 15000 |  | 0
| 24X2" PERMANENT BLOWOFF | EA | 16500 |  | 0
| 3/4" LONG SINGLE SERVICE | EA | 1350 | 24 | 32400
| 3/4" SHORT SINGLE SERVICE | EA | 730 | 44 | 32120
| 1" DUAL LONG | EA | 1550 |  | 0
| 1" DUAL SHORT | EA | 900 |  | 0
| 3/4" IRRIGATION SERVICE | EA | 900 | 1 | 900
| 1" IRRIGATION SERVICE | EA | 1350 |  | 0
| HYDROSTATIC TEST | EA | 3145.35 | 1 | 3145.35
| TRENCH EXCAVATION PROTECTION | LF | 1 | 2965 | 2965
| METER BOXES | EA | 275 | 71 | 19525
| TIE IN TO EX. 8" MAIN | LS | 5000 | 1 | 5000
| TIE IN TO EX. 12" MAIN | LS | 10000 |  | 0
| TIE IN TO EX. 16" MAIN | LS | 12500 |  | 0
| CCSUD ACQUISITION & CONNECTION FEE | LS | 5496 |  | 0
| CCSUD INSPECTION FEE | LS | 10000 |  | 0
| CONDUIT IRRIGATION CROSSING (2-4" PVC) | LF | 80 |  | 0
| STORAGE TANK | EA | 1750000 |  | 0
| CCSUD ADDITIONAL PUMP CAPACITY | LS | 378000 |  | 0
| CCSUD ELECTRICAL IMPROVEMENTS | LS | 380000 |  | 0
| CCSUD 50% PRO RATA SHARE | LS | 630000 |  | 0
| CCSUD CONTINGENCY | EA | 502000 |  | 0
| TRENCH EXCAVATION PROTECTION | LF | 1 |  | 0
| CONCRETE ENCASEMENT | LF | 120 |  | 0
| 6" TOP SOIL | SY | 4 |  | 0
| TRAFFIC CONTROL | LS | 10000 |  | 0
| CASCADE CAVERN |  |  |  | 0
| DRIVEWAY - OPEN CUT/REPLACE | EA | 10000 |  | 0
| 6" ASPHALT TREATED BASE | SY | 12 |  | 0
| 1.5" HMAC TYPE D | SY | 12 |  | 0
| 24" PVC CLASS 235 WATER MAIN | LF | 240 |  | 0
| 24" BUTTERFLY VALVE, COMPLETE | EA | 24100 |  | 0
| 24" AIR RELEASE VALVE | EA | 24500 |  | 0
| CAST IRON FITTINGS | TON | 5000 |  | 0
| TRENCH EXCAVATION PROTECTION | LF | 1 |  | 0
| DRAINAGE STRUCTURE REMOVE/REPLACE | EA | 25000 |  | 0
| TRAFFIC CONTROL | LS | 50000 |  | 0
| JIM |  |  |  | 0
| CLEARING | AC | 3600 |  | 0
| 24" PVC CLASS 235 WATER MAIN | LF | 240 |  | 0
| 24" BUTTERFLY VALVE, COMPLETE | EA | 24100 |  | 0
| CAST IRON FITTINGS | TON | 5000 |  | 0
| TRENCH EXCAVATION PROTECTION | LF | 1 |  | 0
| CONCRETE ENCASEMENT | LF | 120 |  | 0
| REVEGATATION | SY | 4 |  | 0
| MASSEY |  |  |  | 0
| CLEARING | AC | 3600 |  | 0
| 24" PVC CLASS 235 WATER MAIN | LF | 240 |  | 0
| 24" BUTTERFLY VALVE, COMPLETE | EA | 24100 |  | 0
| 24" AIR RELEASE VALVE | EA | 24500 |  | 0
| TIE IN TO EX. 24" MAIN | LS | 20000 |  | 0
| CAST IRON FITTINGS | TON | 5000 |  | 0
| TRENCH EXCAVATION PROTECTION | LF | 1 |  | 0
| 8" ASPHALT TREATED BASE | SY | 18 |  | 0
| 2" HMAC TYPE D | SY | 12 |  | 0
| GATE REPLACEMENT | EA | 20000 |  | 0
| WATER BOOSTER STATION | EA | 3500000 |  | 0
| TPDES | LS | 30000 |  | 0
| HYDROSTATIC TESTING | LS | 10000 |  | 0
| ELECTRIC |  |  |  | 280300
| UNDERGROUND ELECTRIC SERVICE (MINOR) | LF | 7 |  | 0
| UNDERGROUND ELECTRIC SERVICE (MAJOR) | LF | 20 |  | 0
| RISER POLES | EA | 2700 |  | 0
| OVERHEAD EXTENSION | LS | 225000 |  | 0
| UNDERGROUND ELECTRIC SERVICE | LOT | 3000 | 67 | 201000
| CONDUIT PRIMARY (4~6" & 2~4" PVC BUNDLE W/SWEEPS) | LF | 210 | 330 | 69300
| CONDUIT SECONDARY (2~6" & 2~4" PVC BUNDLE W/SWEEPS) | LF | 150 |  | 0
| STREET LIGHTS | EA | 2500 | 4 | 10000
| OFFSITE MITIGATIONS |  |  |  | 0
| TRAFFIC SIGNAL | LS | 500000 |  | 0
| LEFT TURN LANE | EA | 150000 |  | 0
| RIGHT TURN LANE | EA | 100000 |  | 0
| WATSON LANE IMPROVEMENTS | LS | 500000 |  | 0
| CONTINGENCY |  |  |  | 254424.235
| CONTINGENCY | % | 0.1 | 2544242.35 | 254424.235
| CONTINGENCY | % | 0.05 |  | 0
| GRAND TOTAL |  |  |  | 3409511.585

## Unit 2 (hidden)
#REF!
STAGE | #REF!
PROJECT | #REF!
PROJECT NO. | #REF!
PREPARED BY | #REF! | DATE |  | #REF! |  | 2022-06-03
CHECKED BY | #REF! | REVISED DATE
COST DETAIL
| Unit 2 |  |  | Lot Count | #REF!
- | Description/Contractor | UOM | Price/Unit | #Units | Total
MUNICIPAL FEES
| CIBOLO CONSTRUCTION PLAN REVIEW FEES | LS | 9500 | 1 | 9500
| CIBOLO FINAL PLAT FEES | LS | 8250
| GUADALUPE COUNTY MAJOR PLAT FEES (BASE FEE) | UNIT | 3000
| GUADALUPE COUNTY MAJOR PLAT FEES (RESIDENTIAL) | LOT | 100 | 1 | 100
| GUADALUPE COUNTY FLOOD STUDY REVIEW FEE | LS | 500 | 1 | 500
| GUADALUPE COUNTY ROAD CONSTRUCTION REVIEW FEE | LS | 500 | 1 | 500
| GUADALUPE COUNTY RECORDING FEE (ASSUUMED 3 PAGES) | LS | 420
| GVSUD WATER IMPACT FEES | LOT | 6390 | 1 | 6390
| GVSUD SEWER IMPACT FEES | LOT | 9540 | 1 | 9540
| TCEQ TPDES FEE | LS | 325 | 1 | 325
| CoSA TREE PLAN REVIEW & INSPECTION FEES | LS | 2250 | 1 | 2250
| CoSA DETENTION FEE-IN-LIEU | SF | 0.15 | 376576 | 56486.4
| CoSA MDP FEES | LS | 3000 |  | 0
| MEDINA COUNTY PLAT RECORDING FEES (ASSUMED 3 PGS.) | UNIT | 63 | 1 | 63
| SAWS WATER IMPACT FEES | LOT | 4908
| SAWS SEWER IMPACT FEES | LOT | 2083
|  | LS | 1041.5 |  | 0
|  | LS | 325 |  | 0
|  | SF | 5 |  | 0
0
0
0
0
| TCEQ TPDES FEE | LS | 325 | 1 | 325
ENGINEERING
| SURVEYING - CAT 1A BOUNDARY SURVEY | LS | 24000 |  | 0
| SURVEYING - TOPO | LS | 22000 |  | 0
| ENVIRONMENTAL - ENVIRONMENTAL/HISTORICAL REPORTS | LS | 15000 |  | 0
| GEOTECHNICAL - STREET & FOUNDATION | LS | 10000 | 0 | 0
| ENGINEERING FEES - DESIGN & PLATTING | FF | 60
| ENGINEERING FEES - TURN LANES | % | 0.1 | 0 | 0
| ENGINEERING FEES - CONSTRUCTION ADMINISTRATION | LOT | 750 | 570 | 427500
| STORMWATER MANAGEMENT PLAN | LS | 15000 | 1 | 15000
| CONSTRUCTION MATERIAL TESTING | LS | 12000 | 1 | 12000
| STREETS |  |  |  | 811830
| REMOVE EXISTING IMPROVEMENTS | LS | 10000 |  | 0
| MOBILIZATION | EA | 75000 | 1 | 75000
| CLEARING | AC | 3600 | 15 | 54000
| TREE PROTECTION | EA | 0 |  | 0
| CONCRETE WASHOUT PIT | EA | 1000 |  | 0
| CONSTRUCTION ENTRANCE/EXIT | EA | 3500 |  | 0
| STAGING | EA | 0 |  | 0
| SILT FENCE | LF | 2.81 |  | 0
| ROCK BERM | LF | 36.21 |  | 0
| INLET PROTECTION | LF | 11.87 |  | 0
| OPEN SPACE REVEGETATION | SY | 0 |  | 0
| TPDES | LS | 8000 | 1 | 8000
| TPDES (LARGE) | LS | 15000 |  | 0
| UNIT/STREET EXCAVATION | CY | 17 |  | 0
| UNIT/STREET EMBANKMENT | CY | 4 |  | 0
| IMPORT FILL | CY | 15 |  | 0
| HAUL OFF | CY | 6 |  | 0
| IMPORT FILL FROM FUTURE UNIT | CY | 3 |  | 0
| HAUL OFF TO FUTURE UNIT | CY | 3 |  | 0
| 2" ASPHALT (SECONDARY ACCESS) | SY | 12 | 7950 | 95400
| 8" FLEX. BASE (SECONDARY ACCESS) | SY | 15 | 7950 | 119250
| 2" ASPHALT (70' ROW) | SY | 12 | 755 | 9060
| 10" FLEX. BASE (70' ROW) | SY | 21 | 755 | 15855
| 3" X 5" BULL ROCK | SY | 19 |  | 0
| 3" ASPHALT (70' ROW) | SY | 16 | 2190 | 35040
| 19.5" FLEX. BASE (70' ROW) | SY | 26 | 2190 | 56940
| 10" ASPHALT TREATED BASE (ATB) | SY | 150 |  | 0
| PRIME COAT | GAL | 4 | 2179 | 8716
| TACK COAT | GAL | 4 | 1089.5 | 4358
| 6" LIME TREATED SUBGRADE | SY | 6 | 7950 | 47700
| 8" LIME TREATED SUBGRADE | SY | 8 | 2945 | 23560
| LIME (42LB/SY) | TON | 220 | 175 | 38500
| CONCRETE CURB & GUTTER | LF | 13 | 5980 | 77740
| HEADER CURB & GUARD POSTS | LF | 45 | 120 | 5400
| HEADER CURB | LF | 15 | 90 | 1350
| SAWCUT AND MATCH EXISTING ASPHALT | LS | 20000 |  | 0
| 4 INCH WIDE WHITE LINE | LF | 3 |  | 0
| 4 INCH WIDE YELLOW LINE (BROKEN ) | LF | 4 |  | 0
| 4 INCH WIDE YELLOW LINE(SOLID) | LF | 6 |  | 0
| 4 INCH WIDE YELLOW LINE (DOUBLE) | LF | 10 |  | 0
| 24 INCH WHITE STOP LINE | LF | 17 |  | 0
| 8 INCH WIDE WHITE LINE (SOLID) | LF | 8 |  | 0
| 12 INCH WIDE WHITE LINE (SOLID) | LF | 10 |  | 0
| 4 INCH (SOLID) & 4 INCH WIDE (BROKEN) YELLOW LINE | LF | 10 |  | 0
| 24 INCH WHITE PAVEMENT CROSSWALK STRIPING | LF | 23 |  | 0
| MEDIAN NOSE YELLOW | EA | 1200 |  | 0
| WORD "ONLY" | WORD | 250 |  | 0
| COMBINATION THRU/RIGHT WHITE ARROW | EA | 500 |  | 0
| RIGHT WHITE ARROW | EA | 200 |  | 0
| LEFT WHITE ARROW | EA | 200 |  | 0
| PAVEMENT MARKER (TYPE II A-A) | EA | 23 |  | 0
| BLUE PAVEMENT MARKER | EA | 23 | 7 | 161
| METAL BEAM GUARD FENCE | LF | 130 |  | 0
| MBGF- SINGLE GUARD RAIL TERMINAL | LF | 115 |  | 0
| MBGF- DOWNSTREAM ANCHOR TERMINAL | LF | 210 |  | 0
| SIGNAGE & STRIPING | LS | 10000 | 1 | 10000
| SIGNAGE & STRIPING | LS | 5000 |  | 0
| CONCRETE SIDEWALK | SY | 50 | 1520 | 76000
| ADA RAMPS (DEVELOPER RESPONSIBILITY) | EA | 1800 | 11 | 19800
| STREET NAME SIGNS (9in) | EA | 200 |  | 0
| REGULATORY STREET SIGNS | EA | 260 |  | 0
| REGULATORY STREET SIGNS (LARGE) | LS | 20000 |  | 0
| REGULATORY STREET SIGNS (SMALL) | LS | 10000 |  | 0
| TEMPORARY TURN AROUND | LS | 15000 | 2 | 30000
| STREETSCAPE PLANTING (ASSUME BOTH SIDES OF COLLECTORS AT EVERY 50') | EA | 400 |  | 0
GRADING
| STREET & LOT EXCAVATION | CY | 3
| STREET & LOT EMBANKMENT | CY | 2
| CLEARING/SITE PREP | Ac | 3600 |  | 0
| MOBILIZATION | EA | 75000 |  | 0
| CONCRETE WASHOUT PIT | EA | 15000 |  | 0
| CONSTRUCTION ENTRANCE/EXIT | EA | 15000 |  | 0
| SILT FENCE | LF | 2.5 |  | 0
| ROCK BERMS | LF | 35 |  | 0
| OVERAL CUT | CY | 0 |  | 0
| OVERALL FILL | CY | 0 |  | 0
| RETAINING WALLS | FF | 30 |  | 0
| DRAINAGE |  |  |  | 228475
| DRAIN EXCAVATION | CY | 3 |  | 0
| DRAIN EMBANKMENT | CY | 4 |  | 0
| HAUL OFF | CY | 12 |  | 0
| 5' CURB INLET | EA | 7000 |  | 0
| 10' CURB INLET | EA | 15600 |  | 0
| 15' CURB INLET | EA | 19200 |  | 0
| 20' CURB INLET | EA | 25200 |  | 0
| 25' CURB INLET | EA | 25500 | 1 | 25500
| 35' CURB INLET | EA | 32400 |  | 0
| 5" CONCRETE RIP RAP | SY | 155 |  | 0
| 6" CONCRETE RIP RAP | SY | 190 | 20 | 3800
| 4'x4' CONCRETE JUNCTION BOX | EA | 6000 |  | 0
| 5'x5' CONCRETE JUNCTION BOX | EA | 7000 |  | 0
| 6'x6' CONCRETE JUNCTION BOX | EA | 11000 |  | 0
| 13'x13' JUNCTION BOX | EA | 42910.3 |  | 0
| 24" R.C.P. | LF | 90 |  | 0
| 30" R.C.P. | LF | 125 |  | 0
| 36" R.C.P. | LF | 140 | 110 | 15400
| 42" RCP | LF | 160 |  | 0
| 48" RCP | LF | 200 |  | 0
| 54" R.C.P. | LF | 220 |  | 0
| 60" R.C.P. | LF | 350 |  | 0
| 3'X2' S.B.C. | LF | 400 |  | 0
| 4'X3' S.B.C. | LF | 500 |  | 0
| 5'X3' S.B.C. | LF | 528 |  | 0
| 6'X3' S.B.C. | LF | 580 |  | 0
| 10 ~ 8'x8' SBC (122 LF) | LF | 9100 |  | 0
| CONCRETE STRUCTURE (BAFFLE BLOCKS) | CY | 2700 | 1 | 2700
| CONCRETE STRUCTURE (HEADWALL) | LS | 25000 |  | 0
| CONCRETE COLLARS | EA | 415 | 1 | 415
| PIPE RAILING | LF | 85 |  | 0
| REVEGATATION | SY | 3 |  | 0
| 4" TOP SOIL | SY | 3 |  | 0
| TURF REINFORCEMENT | SY | 10 |  | 0
| HYDROTURF | SY | 90 |  | 0
| SIDEWALK BOX DRAIN | EA | 10000 |  | 0
| TRENCH EXCAVATION PROTECTION | LF | 1 | 110 | 110
| ROCK RUBBLE (8"-12") | CY | 500 |  | 0
| ROCK GABION MATTRESS | SY | 110 | 5 | 550
| DETENTION POND 1 | LS | 180000 | 1 | 180000
| DETENTION POND 2 | LS | 130000 |  | 0
| WATER QUALITY POND | LS | 150000 |  | 0
| SANITARY SEWER |  |  |  | 569435
| 8" SANITARY SEWER PIPE (6' - 10') | LF | 55 |  | 0
| 8" SANITARY SEWER PIPE (10' - 20') | LF | 80 | 2795 | 223600
| 8" SANITARY SEWER PIPE (10' - 14') | LF | 72 |  | 0
| 8" SANITARY SEWER PIPE (14' - 22') | LF | 150 |  | 0
| 12" SANITARY SEWER PIPE (0' - 6') | LF | 48 |  | 0
| 12" SANITARY SEWER PIPE (6' - 10') | LF | 56 |  | 0
| 12" SANITARY SEWER PIPE (10' - 14') | LF | 73 |  | 0
| 12" SANITARY SEWER PIPE (15' - 20') | LF | 120 |  | 0
| 15" SANITARY SEWER PIPE (0' - 10') | LF | 55 |  | 0
| 15" SANITARY SEWER PIPE (10' - 14') | LF | 73 |  | 0
| 15" SANITARY SEWER PIPE (14' - 18') | LF | 135 |  | 0
| 15" SANITARY SEWER PIPE (18' - 22') | LF | 180 |  | 0
| 18" SANITARY SEWER PIPE (14' - 18') | LF | 10 |  | 0
| 30" BORE, JACK. ,OR TUNN., COMPLETE | LF | 900 |  | 0
| CONCRETE ENCASEMENT | LF | 50 | 395 | 19750
| TIE IN TO EX. MH | LS | 10000 | 1 | 10000
| STANDARD MANHOLES | EA | 6000 | 19 | 114000
| DROP MANHOLES | EA | 7500 | 1 | 7500
| EXTRA DEPTH - MANHOLES | VF | 700 | 57 | 39900
| VERTICAL STACKS (ASSUMED 5' PER LOT) | VF | 90 | 210 | 18900
| 8"x6" WYES (CONCRETE SADDLE) | EA | 500 |  | 0
| 8"x6" WYES | EA | 140 | 70 | 9800
| 6" SEWER LATERALS | LF | 47 | 2450 | 115150
| LATERAL CLEANOUT | EA | 1100 |  | 0
| TELEVISE SEWER MAIN | LF | 2 | 2795 | 5590
| TRENCH EXCAVATION PROTECTION | LF | 1 | 5245 | 5245
| 2"X4" LUMBER (PAINTED GREEN) | EA | 0 |  | 0
| PHASE I (232 LUE's) WATER FLEET SOLUTION | LS | 600000 |  | 0
| PHASE II (527 LUE's) WASTE WATER TREATEMENT PLANT (200 GAL/LOT) | GAL | 38 |  | 0
| PHASE III (1050 LUE's) WASTE WATER TREATMENT PLANT (200 GAL/LOT) | GAL | 25 |  | 0
| PHASE IV (1430 LUE's) WASTE WATER TREATMENT PLANT (200 GAL/LOT) | GAL | 20 |  | 0
| EXISTING STREET TRENCH & STREET REPAIR | LF | 250 |  | 0
| TRAFFIC CONTROL FOR OPEN CUT SEWER TRENCH | LS | 7500 |  | 0
| WATER SYSTEM |  |  |  | 424000
| 2" HDPE 200 PSI DR 11 | LF | 30 | 0 | 0
| 8" PVC CLASS 200 WATER MAIN | LF | 56 | 2715 | 152040
| 8" GATE VALVE & BOX, COMPLETE | EA | 3130 | 8 | 25040
| 12" PVC CLASS 235 WATER MAIN | LF | 115 | 525 | 60375
| 12" GATE VALVE & BOX, COMPLETE | EA | 5000 | 1 | 5000
| 8" DUCTILE IRON PIPE | LF | 71 |  | 0
| 12" DUCTILE IRON PIPE | LF | 93 |  | 0
| OFFSITE STANDARD F.H. COMPLETE W/ VALVE | EA | 5500 |  | 0
| 16" PVC CLASS 235 WATER MAIN | LF | 165 |  | 0
| 16" GATE VALVE & BOX, COMPLETE | EA | 12600 |  | 0
| 24" PVC CLASS 235 WATER MAIN | LF | 150 |  | 0
| 24" BUTTERFLY VALVE, COMPLETE | EA | 15000 |  | 0
| STANDARD F.H. COMPLETE W/ VALVE | EA | 5500 | 7 | 38500
| CAST IRON FITTINGS | TON | 5000 | 7 | 35000
| 8"X2"TEMPORARY BLOWOFF | EA | 1800 | 2 | 3600
| 8"X2" PERMANENT BLOWOFF | EA | 2000 | 3 | 6000
| 12"X2" TEMPORARY BLOWOFF | EA | 1900 | 1 | 1900
| 12X2" PERMANENT BLOWOFF | EA | 2200 | 1 | 2200
| 16"X2"TEMPORARY BLOWOFF | EA | 4100 |  | 0
| 16"X2" PERMANENT BLOWOFF | EA | 4500 |  | 0
| 24"X2" TEMPORARY BLOWOFF | EA | 15000 |  | 0
| 24X2" PERMANENT BLOWOFF | EA | 16500 |  | 0
| 3/4" LONG SINGLE SERVICE | EA | 1350 | 24 | 32400
| 3/4" SHORT SINGLE SERVICE | EA | 730 | 46 | 33580
| 1" DUAL LONG | EA | 1550 |  | 0
| 1" DUAL SHORT | EA | 900 |  | 0
| 3/4" IRRIGATION SERVICE | EA | 900 | 5 | 4500
| 1" IRRIGATION SERVICE | EA | 1350 |  | 0
| HYDROSTATIC TEST | EA | 3145.35 |  | 0
| TRENCH EXCAVATION PROTECTION | LF | 1 | 3240 | 3240
| METER BOXES | EA | 275 | 75 | 20625
| TIE IN TO EX. 8" MAIN | LS | 5000 |  | 0
| TIE IN TO EX. 12" MAIN | LS | 10000 |  | 0
| TIE IN TO EX. 16" MAIN | LS | 12500 | 0 | 0
| CCSUD ACQUISITION & CONNECTION FEE | LS | 5496 |  | 0
| CCSUD INSPECTION FEE | LS | 10000 |  | 0
| CONDUIT IRRIGATION CROSSING (2-4" PVC) | LF | 80 |  | 0
| STORAGE TANK | EA | 1750000 |  | 0
| CCSUD ADDITIONAL PUMP CAPACITY | LS | 378000 |  | 0
| CCSUD ELECTRICAL IMPROVEMENTS | LS | 380000 |  | 0
| CCSUD 50% PRO RATA SHARE | LS | 630000 |  | 0
| CCSUD CONTINGENCY | EA | 502000 |  | 0
| TRENCH EXCAVATION PROTECTION | LF | 1 |  | 0
| CONCRETE ENCASEMENT | LF | 120 |  | 0
| 6" TOP SOIL | SY | 4 |  | 0
| TRAFFIC CONTROL | LS | 10000 |  | 0
| CASCADE CAVERN |  |  |  | 0
| DRIVEWAY - OPEN CUT/REPLACE | EA | 10000 |  | 0
| 6" ASPHALT TREATED BASE | SY | 12 |  | 0
| 1.5" HMAC TYPE D | SY | 12 |  | 0
| 24" PVC CLASS 235 WATER MAIN | LF | 240 |  | 0
| 24" BUTTERFLY VALVE, COMPLETE | EA | 24100 |  | 0
| 24" AIR RELEASE VALVE | EA | 24500 |  | 0
| CAST IRON FITTINGS | TON | 5000 |  | 0
| TRENCH EXCAVATION PROTECTION | LF | 1 |  | 0
| DRAINAGE STRUCTURE REMOVE/REPLACE | EA | 25000 |  | 0
| TRAFFIC CONTROL | LS | 50000 |  | 0
| JIM |  |  |  | 0
| CLEARING | AC | 3600 |  | 0
| 24" PVC CLASS 235 WATER MAIN | LF | 240 |  | 0
| 24" BUTTERFLY VALVE, COMPLETE | EA | 24100 |  | 0
| CAST IRON FITTINGS | TON | 5000 |  | 0
| TRENCH EXCAVATION PROTECTION | LF | 1 |  | 0
| CONCRETE ENCASEMENT | LF | 120 |  | 0
| REVEGATATION | SY | 4 |  | 0
| MASSEY |  |  |  | 0
| CLEARING | AC | 3600 |  | 0
| 24" PVC CLASS 235 WATER MAIN | LF | 240 |  | 0
| 24" BUTTERFLY VALVE, COMPLETE | EA | 24100 |  | 0
| 24" AIR RELEASE VALVE | EA | 24500 |  | 0
| TIE IN TO EX. 24" MAIN | LS | 20000 |  | 0
| CAST IRON FITTINGS | TON | 5000 |  | 0
| TRENCH EXCAVATION PROTECTION | LF | 1 |  | 0
| 8" ASPHALT TREATED BASE | SY | 18 |  | 0
| 2" HMAC TYPE D | SY | 12 |  | 0
| GATE REPLACEMENT | EA | 20000 |  | 0
| WATER BOOSTER STATION | EA | 3500000 |  | 0
| TPDES | LS | 30000 |  | 0
| HYDROSTATIC TESTING | LS | 10000 |  | 0
ELECTRIC
| UNDERGROUND ELECTRIC SERVICE (MINOR) | LF | 7 |  | 0
| UNDERGROUND ELECTRIC SERVICE (MAJOR) | LF | 20 |  | 0
| RISER POLES | EA | 2700 |  | 0
| OVERHEAD EXTENSION | LS | 225000 |  | 0
| UNDERGROUND ELECTRIC SERVICE | LOT | 3000
| CONDUIT PRIMARY (4~6" & 2~4" PVC BUNDLE W/SWEEPS) | LF | 210 | 600 | 126000
| CONDUIT SECONDARY (2~6" & 2~4" PVC BUNDLE W/SWEEPS) | LF | 150
| STREET LIGHTS | EA | 2500 | 5 | 12500
| OFFSITE MITIGATIONS |  |  |  | 0
| TRAFFIC SIGNAL | LS | 500000 |  | 0
| LEFT TURN LANE | EA | 150000 |  | 0
| RIGHT TURN LANE | EA | 100000 |  | 0
| WATSON LANE IMPROVEMENTS | LS | 500000 |  | 0
CONTINGENCY
| CONTINGENCY | % | 0.1
| CONTINGENCY | % | 0.05 |  | 0
GRAND TOTAL

## Unit 3 (hidden)
#REF!
STAGE | #REF!
PROJECT | #REF!
PROJECT NO. | #REF!
PREPARED BY | #REF! | DATE |  | #REF! |  | 2022-06-03
CHECKED BY | #REF! | REVISED DATE
COST DETAIL
| Unit 3 |  |  | Lot Count | #REF!
- | Description/Contractor | UOM | Price/Unit | #Units | Total
MUNICIPAL FEES
| CIBOLO CONSTRUCTION PLAN REVIEW FEES | LS | 9500 | 1 | 9500
| CIBOLO FINAL PLAT FEES | LS | 8250
| GUADALUPE COUNTY MAJOR PLAT FEES (BASE FEE) | UNIT | 3000
| GUADALUPE COUNTY MAJOR PLAT FEES (RESIDENTIAL) | LOT | 100 | 1 | 100
| GUADALUPE COUNTY FLOOD STUDY REVIEW FEE | LS | 500 | 1 | 500
| GUADALUPE COUNTY ROAD CONSTRUCTION REVIEW FEE | LS | 500 | 1 | 500
| GUADALUPE COUNTY RECORDING FEE (ASSUUMED 3 PAGES) | LS | 420
| GVSUD WATER IMPACT FEES | LOT | 6390 | 1 | 6390
| GVSUD SEWER IMPACT FEES | LOT | 9540 | 1 | 9540
| TCEQ TPDES FEE | LS | 325 | 1 | 325
| CoSA TREE PLAN REVIEW & INSPECTION FEES | LS | 2250 | 1 | 2250
| CoSA DETENTION FEE-IN-LIEU | SF | 0.15 | 356538 | 53480.7
| CoSA MDP FEES | LS | 3000 |  | 0
| MEDINA COUNTY PLAT RECORDING FEES (ASSUMED 3 PGS.) | UNIT | 63 | 1 | 63
| SAWS WATER IMPACT FEES | LOT | 4908
| SAWS SEWER IMPACT FEES | LOT | 2083
|  | LS | 1041.5 |  | 0
|  | LS | 325 |  | 0
|  | SF | 5 |  | 0
0
0
0
0
| TCEQ TPDES FEE | LS | 325 | 1 | 325
ENGINEERING
| SURVEYING - CAT 1A BOUNDARY SURVEY | LS | 24000 |  | 0
| SURVEYING - TOPO | LS | 22000 |  | 0
| ENVIRONMENTAL - ENVIRONMENTAL/HISTORICAL REPORTS | LS | 15000 |  | 0
| GEOTECHNICAL - STREET & FOUNDATION | LS | 10000 | 0 | 0
| ENGINEERING FEES - DESIGN & PLATTING | FF | 60
| ENGINEERING FEES - TURN LANES | % | 0.1 | 100000 | 10000
| ENGINEERING FEES - CONSTRUCTION ADMINISTRATION | LOT | 750 |  | 0
| STORMWATER MANAGEMENT PLAN | LS | 15000 | 1 | 15000
| CONSTRUCTION MATERIAL TESTING | LS | 12000 | 1 | 12000
STREETS
| REMOVE EXISTING IMPROVEMENTS | LS | 10000 |  | 0
| MOBILIZATION | EA | 75000 | 1 | 75000
| CLEARING | AC | 3600 | 15 | 54000
| TREE PROTECTION | EA | 0 |  | 0
| CONCRETE WASHOUT PIT | EA | 1000 |  | 0
| CONSTRUCTION ENTRANCE/EXIT | EA | 3500 |  | 0
| STAGING | EA | 0 |  | 0
| SILT FENCE | LF | 2.81 |  | 0
| ROCK BERM | LF | 36.21 |  | 0
| INLET PROTECTION | LF | 11.87 |  | 0
| OPEN SPACE REVEGETATION | SY | 0 |  | 0
| TPDES | LS | 8000 | 1 | 8000
| TPDES (LARGE) | LS | 15000 |  | 0
| UNIT/STREET EXCAVATION | CY | 17
| UNIT/STREET EMBANKMENT | CY | 4
| IMPORT FILL | CY | 15 |  | 0
| HAUL OFF | CY | 6 |  | 0
| IMPORT FILL FROM FUTURE UNIT | CY | 3 |  | 0
| HAUL OFF TO FUTURE UNIT | CY | 3 |  | 0
| 2" ASPHALT (SECONDARY ACCESS) | SY | 12 | 9150 | 109800
| 8" FLEX. BASE (SECONDARY ACCESS) | SY | 15 | 9150 | 137250
| 2" ASPHALT (70' ROW) | SY | 12 | 0 | 0
| 10" FLEX. BASE (70' ROW) | SY | 21 | 0 | 0
| 3" X 5" BULL ROCK | SY | 19 |  | 0
| 3" ASPHALT (70' ROW) | SY | 16 | 0 | 0
| 19.5" FLEX. BASE (70' ROW) | SY | 26 | 0 | 0
| 10" ASPHALT TREATED BASE (ATB) | SY | 150 |  | 0
| PRIME COAT | GAL | 4 | 1830 | 7320
| TACK COAT | GAL | 4 | 915 | 3660
| 6" LIME TREATED SUBGRADE | SY | 6 | 9150 | 54900
| 8" LIME TREATED SUBGRADE | SY | 8 | 0 | 0
| LIME (42LB/SY) | TON | 220 | 147 | 32340
| CONCRETE CURB & GUTTER | LF | 13 | 5005 | 65065
| HEADER CURB & GUARD POSTS | LF | 45 | 0 | 0
| HEADER CURB | LF | 15 | 120 | 1800
| SAWCUT AND MATCH EXISTING ASPHALT | LS | 20000 |  | 0
| 4 INCH WIDE WHITE LINE | LF | 3 |  | 0
| 4 INCH WIDE YELLOW LINE (BROKEN ) | LF | 4 |  | 0
| 4 INCH WIDE YELLOW LINE(SOLID) | LF | 6 |  | 0
| 4 INCH WIDE YELLOW LINE (DOUBLE) | LF | 10 |  | 0
| 24 INCH WHITE STOP LINE | LF | 17 |  | 0
| 8 INCH WIDE WHITE LINE (SOLID) | LF | 8 |  | 0
| 12 INCH WIDE WHITE LINE (SOLID) | LF | 10 |  | 0
| 4 INCH (SOLID) & 4 INCH WIDE (BROKEN) YELLOW LINE | LF | 10 |  | 0
| 24 INCH WHITE PAVEMENT CROSSWALK STRIPING | LF | 23 |  | 0
| MEDIAN NOSE YELLOW | EA | 1200 |  | 0
| WORD "ONLY" | WORD | 250 |  | 0
| COMBINATION THRU/RIGHT WHITE ARROW | EA | 500 |  | 0
| RIGHT WHITE ARROW | EA | 200 |  | 0
| LEFT WHITE ARROW | EA | 200 |  | 0
| PAVEMENT MARKER (TYPE II A-A) | EA | 23 |  | 0
| BLUE PAVEMENT MARKER | EA | 23 | 5 | 115
| METAL BEAM GUARD FENCE | LF | 130 |  | 0
| MBGF- SINGLE GUARD RAIL TERMINAL | LF | 115 |  | 0
| MBGF- DOWNSTREAM ANCHOR TERMINAL | LF | 210 |  | 0
| SIGNAGE & STRIPING | LS | 10000 |  | 0
| SIGNAGE & STRIPING | LS | 5000 | 1 | 5000
| CONCRETE SIDEWALK | SY | 50 | 95 | 4750
| ADA RAMPS (DEVELOPER RESPONSIBILITY) | EA | 1800 | 6 | 10800
| STREET NAME SIGNS (9in) | EA | 200 |  | 0
| REGULATORY STREET SIGNS | EA | 260 |  | 0
| REGULATORY STREET SIGNS (LARGE) | LS | 20000 |  | 0
| REGULATORY STREET SIGNS (SMALL) | LS | 10000 |  | 0
| TEMPORARY TURN AROUND | LS | 15000 |  | 0
| STREETSCAPE PLANTING (ASSUME BOTH SIDES OF COLLECTORS AT EVERY 50') | EA | 400 |  | 0
GRADING
| STREET & LOT EXCAVATION | CY | 3
| STREET & LOT EMBANKMENT | CY | 2
| CLEARING/SITE PREP | Ac | 3600 |  | 0
| MOBILIZATION | EA | 75000 |  | 0
| CONCRETE WASHOUT PIT | EA | 15000 |  | 0
| CONSTRUCTION ENTRANCE/EXIT | EA | 15000 |  | 0
| SILT FENCE | LF | 2.5 |  | 0
| ROCK BERMS | LF | 35 |  | 0
| OVERAL CUT | CY | 0 |  | 0
| OVERALL FILL | CY | 0 |  | 0
| RETAINING WALLS | FF | 30 |  | 0
| DRAINAGE |  |  |  | 86592
| DRAIN EXCAVATION | CY | 3 |  | 0
| DRAIN EMBANKMENT | CY | 4 |  | 0
| HAUL OFF | CY | 12 |  | 0
| 5' CURB INLET | EA | 7000 |  | 0
| 10' CURB INLET | EA | 15600 |  | 0
| 15' CURB INLET | EA | 19200 |  | 0
| 20' CURB INLET | EA | 25200 | 1 | 25200
| 25' CURB INLET | EA | 25500 | 1 | 25500
| 35' CURB INLET | EA | 32400 |  | 0
| 5" CONCRETE RIP RAP | SY | 155 |  | 0
| 6" CONCRETE RIP RAP | SY | 190 | 38 | 7220
| 4'x4' CONCRETE JUNCTION BOX | EA | 6000 |  | 0
| 5'x5' CONCRETE JUNCTION BOX | EA | 7000 |  | 0
| 6'x6' CONCRETE JUNCTION BOX | EA | 11000 |  | 0
| 13'x13' JUNCTION BOX | EA | 42910.3 |  | 0
| 24" R.C.P. | LF | 90 |  | 0
| 30" R.C.P. | LF | 125 | 155 | 19375
| 36" R.C.P. | LF | 140 | 32 | 4480
| 42" RCP | LF | 160 |  | 0
| 48" RCP | LF | 200 |  | 0
| 54" R.C.P. | LF | 220 |  | 0
| 60" R.C.P. | LF | 350 |  | 0
| 3'X2' S.B.C. | LF | 400 |  | 0
| 4'X3' S.B.C. | LF | 500 |  | 0
| 5'X3' S.B.C. | LF | 528 |  | 0
| 6'X3' S.B.C. | LF | 580 |  | 0
| 10 ~ 8'x8' SBC (122 LF) | LF | 9100 |  | 0
| CONCRETE STRUCTURE (BAFFLE BLOCKS) | CY | 2700 | 1 | 2700
| CONCRETE STRUCTURE (HEADWALL) | LS | 25000 |  | 0
| CONCRETE COLLARS | EA | 415 | 2 | 830
| PIPE RAILING | LF | 85 |  | 0
| REVEGATATION | SY | 3 |  | 0
| 4" TOP SOIL | SY | 3 |  | 0
| TURF REINFORCEMENT | SY | 10 |  | 0
| HYDROTURF | SY | 90 |  | 0
| SIDEWALK BOX DRAIN | EA | 10000 |  | 0
| TRENCH EXCAVATION PROTECTION | LF | 1 | 187 | 187
| ROCK RUBBLE (8"-12") | CY | 500 |  | 0
| ROCK GABION MATTRESS | SY | 110 | 10 | 1100
| DETENTION POND 1 | LS | 180000 |  | 0
| DETENTION POND 2 | LS | 130000 |  | 0
| WATER QUALITY POND | LS | 150000 |  | 0
| SANITARY SEWER |  |  |  | 440080
| 8" SANITARY SEWER PIPE (6' - 10') | LF | 55 |  | 0
| 8" SANITARY SEWER PIPE (10' - 20') | LF | 80 | 2270 | 181600
| 8" SANITARY SEWER PIPE (10' - 14') | LF | 72 |  | 0
| 8" SANITARY SEWER PIPE (14' - 22') | LF | 150 |  | 0
| 12" SANITARY SEWER PIPE (0' - 6') | LF | 48 |  | 0
| 12" SANITARY SEWER PIPE (6' - 10') | LF | 56 |  | 0
| 12" SANITARY SEWER PIPE (10' - 14') | LF | 73 |  | 0
| 12" SANITARY SEWER PIPE (15' - 20') | LF | 120 |  | 0
| 15" SANITARY SEWER PIPE (0' - 10') | LF | 55 |  | 0
| 15" SANITARY SEWER PIPE (10' - 14') | LF | 73 |  | 0
| 15" SANITARY SEWER PIPE (14' - 18') | LF | 135 |  | 0
| 15" SANITARY SEWER PIPE (18' - 22') | LF | 180 |  | 0
| 18" SANITARY SEWER PIPE (14' - 18') | LF | 10 |  | 0
| 30" BORE, JACK. ,OR TUNN., COMPLETE | LF | 900 |  | 0
| CONCRETE ENCASEMENT | LF | 50 | 0 | 0
| TIE IN TO EX. MH | LS | 10000 | 1 | 10000
| STANDARD MANHOLES | EA | 6000 | 11 | 66000
| DROP MANHOLES | EA | 7500 | 0 | 0
| EXTRA DEPTH - MANHOLES | VF | 700 | 33 | 23100
| VERTICAL STACKS (ASSUMED 5' PER LOT) | VF | 90 | 219 | 19710
| 8"x6" WYES (CONCRETE SADDLE) | EA | 500 |  | 0
| 8"x6" WYES | EA | 140 | 73 | 10220
| 6" SEWER LATERALS | LF | 47 | 2555 | 120085
| LATERAL CLEANOUT | EA | 1100 |  | 0
| TELEVISE SEWER MAIN | LF | 2 | 2270 | 4540
| TRENCH EXCAVATION PROTECTION | LF | 1 | 4825 | 4825
| 2"X4" LUMBER (PAINTED GREEN) | EA | 0 |  | 0
| PHASE I (232 LUE's) WATER FLEET SOLUTION | LS | 600000 |  | 0
| PHASE II (527 LUE's) WASTE WATER TREATEMENT PLANT (200 GAL/LOT) | GAL | 38 |  | 0
| PHASE III (1050 LUE's) WASTE WATER TREATMENT PLANT (200 GAL/LOT) | GAL | 25 |  | 0
| PHASE IV (1430 LUE's) WASTE WATER TREATMENT PLANT (200 GAL/LOT) | GAL | 20 |  | 0
| EXISTING STREET TRENCH & STREET REPAIR | LF | 250 |  | 0
| TRAFFIC CONTROL FOR OPEN CUT SEWER TRENCH | LS | 7500 |  | 0
| WATER SYSTEM |  |  |  | 331230
| 2" HDPE 200 PSI DR 11 | LF | 30 | 370 | 11100
| 8" PVC CLASS 200 WATER MAIN | LF | 56 | 2520 | 141120
| 8" GATE VALVE & BOX, COMPLETE | EA | 3130 | 5 | 15650
| 12" PVC CLASS 235 WATER MAIN | LF | 115 | 0 | 0
| 12" GATE VALVE & BOX, COMPLETE | EA | 5000 | 0 | 0
| 8" DUCTILE IRON PIPE | LF | 71 |  | 0
| 12" DUCTILE IRON PIPE | LF | 93 |  | 0
| OFFSITE STANDARD F.H. COMPLETE W/ VALVE | EA | 5500 |  | 0
| 16" PVC CLASS 235 WATER MAIN | LF | 165 |  | 0
| 16" GATE VALVE & BOX, COMPLETE | EA | 12600 |  | 0
| 24" PVC CLASS 235 WATER MAIN | LF | 150 |  | 0
| 24" BUTTERFLY VALVE, COMPLETE | EA | 15000 |  | 0
| STANDARD F.H. COMPLETE W/ VALVE | EA | 5500 | 5 | 27500
| CAST IRON FITTINGS | TON | 5000 | 6 | 30000
| 8"X2"TEMPORARY BLOWOFF | EA | 1800 | 3 | 5400
| 8"X2" PERMANENT BLOWOFF | EA | 2000 | 1 | 2000
| 12"X2" TEMPORARY BLOWOFF | EA | 1900 | 0 | 0
| 12X2" PERMANENT BLOWOFF | EA | 2200 | 0 | 0
| 16"X2"TEMPORARY BLOWOFF | EA | 4100 |  | 0
| 16"X2" PERMANENT BLOWOFF | EA | 4500 |  | 0
| 24"X2" TEMPORARY BLOWOFF | EA | 15000 |  | 0
| 24X2" PERMANENT BLOWOFF | EA | 16500 |  | 0
| 3/4" LONG SINGLE SERVICE | EA | 1350 | 31 | 41850
| 3/4" SHORT SINGLE SERVICE | EA | 730 | 43 | 31390
| 1" DUAL LONG | EA | 1550 |  | 0
| 1" DUAL SHORT | EA | 900 |  | 0
| 3/4" IRRIGATION SERVICE | EA | 900 | 2 | 1800
| 1" IRRIGATION SERVICE | EA | 1350 |  | 0
| HYDROSTATIC TEST | EA | 3145.35 |  | 0
| TRENCH EXCAVATION PROTECTION | LF | 1 | 2520 | 2520
| METER BOXES | EA | 275 | 76 | 20900
| TIE IN TO EX. 8" MAIN | LS | 5000 |  | 0
| TIE IN TO EX. 12" MAIN | LS | 10000 |  | 0
| TIE IN TO EX. 16" MAIN | LS | 12500 | 0 | 0
| CCSUD ACQUISITION & CONNECTION FEE | LS | 5496 |  | 0
| CCSUD INSPECTION FEE | LS | 10000 |  | 0
| CONDUIT IRRIGATION CROSSING (2-4" PVC) | LF | 80 |  | 0
| STORAGE TANK | EA | 1750000 |  | 0
| CCSUD ADDITIONAL PUMP CAPACITY | LS | 378000 |  | 0
| CCSUD ELECTRICAL IMPROVEMENTS | LS | 380000 |  | 0
| CCSUD 50% PRO RATA SHARE | LS | 630000 |  | 0
| CCSUD CONTINGENCY | EA | 502000 |  | 0
| TRENCH EXCAVATION PROTECTION | LF | 1 |  | 0
| CONCRETE ENCASEMENT | LF | 120 |  | 0
| 6" TOP SOIL | SY | 4 |  | 0
| TRAFFIC CONTROL | LS | 10000 |  | 0
| CASCADE CAVERN |  |  |  | 0
| DRIVEWAY - OPEN CUT/REPLACE | EA | 10000 |  | 0
| 6" ASPHALT TREATED BASE | SY | 12 |  | 0
| 1.5" HMAC TYPE D | SY | 12 |  | 0
| 24" PVC CLASS 235 WATER MAIN | LF | 240 |  | 0
| 24" BUTTERFLY VALVE, COMPLETE | EA | 24100 |  | 0
| 24" AIR RELEASE VALVE | EA | 24500 |  | 0
| CAST IRON FITTINGS | TON | 5000 |  | 0
| TRENCH EXCAVATION PROTECTION | LF | 1 |  | 0
| DRAINAGE STRUCTURE REMOVE/REPLACE | EA | 25000 |  | 0
| TRAFFIC CONTROL | LS | 50000 |  | 0
| JIM |  |  |  | 0
| CLEARING | AC | 3600 |  | 0
| 24" PVC CLASS 235 WATER MAIN | LF | 240 |  | 0
| 24" BUTTERFLY VALVE, COMPLETE | EA | 24100 |  | 0
| CAST IRON FITTINGS | TON | 5000 |  | 0
| TRENCH EXCAVATION PROTECTION | LF | 1 |  | 0
| CONCRETE ENCASEMENT | LF | 120 |  | 0
| REVEGATATION | SY | 4 |  | 0
| MASSEY |  |  |  | 0
| CLEARING | AC | 3600 |  | 0
| 24" PVC CLASS 235 WATER MAIN | LF | 240 |  | 0
| 24" BUTTERFLY VALVE, COMPLETE | EA | 24100 |  | 0
| 24" AIR RELEASE VALVE | EA | 24500 |  | 0
| TIE IN TO EX. 24" MAIN | LS | 20000 |  | 0
| CAST IRON FITTINGS | TON | 5000 |  | 0
| TRENCH EXCAVATION PROTECTION | LF | 1 |  | 0
| 8" ASPHALT TREATED BASE | SY | 18 |  | 0
| 2" HMAC TYPE D | SY | 12 |  | 0
| GATE REPLACEMENT | EA | 20000 |  | 0
| WATER BOOSTER STATION | EA | 3500000 |  | 0
| TPDES | LS | 30000 |  | 0
| HYDROSTATIC TESTING | LS | 10000 |  | 0
ELECTRIC
| UNDERGROUND ELECTRIC SERVICE (MINOR) | LF | 7 |  | 0
| UNDERGROUND ELECTRIC SERVICE (MAJOR) | LF | 20 |  | 0
| RISER POLES | EA | 2700 |  | 0
| OVERHEAD EXTENSION | LS | 225000 |  | 0
| UNDERGROUND ELECTRIC SERVICE | LOT | 3000
| CONDUIT PRIMARY (4~6" & 2~4" PVC BUNDLE W/SWEEPS) | LF | 210 | 360 | 75600
| CONDUIT SECONDARY (2~6" & 2~4" PVC BUNDLE W/SWEEPS) | LF | 150
| STREET LIGHTS | EA | 2500 | 3 | 7500
| OFFSITE MITIGATIONS |  |  |  | 100000
| TRAFFIC SIGNAL | LS | 500000 |  | 0
| LEFT TURN LANE | EA | 150000 |  | 0
| RIGHT TURN LANE | EA | 100000 | 1 | 100000
| WATSON LANE IMPROVEMENTS | LS | 500000 |  | 0
CONTINGENCY
| CONTINGENCY | % | 0.1
| CONTINGENCY | % | 0.05 |  | 0
GRAND TOTAL

## Unit 4 (hidden)
#REF!
STAGE | #REF!
PROJECT | #REF!
PROJECT NO. | #REF!
PREPARED BY | #REF! | DATE |  | #REF! |  | 2022-06-03
CHECKED BY | #REF! | REVISED DATE |  | #REF!
COST DETAIL
| #REF! |  |  | Lot Count | #REF!
- | Description/Contractor | UOM | Price/Unit | #Units | Total
MUNICIPAL FEES
| CIBOLO CONSTRUCTION PLAN REVIEW FEES | LS | 950000%
| CIBOLO FINAL PLAT FEES | LS | 825000%
| GUADALUPE COUNTY MAJOR PLAT FEES (BASE FEE) | UNIT | 300000%
| GUADALUPE COUNTY MAJOR PLAT FEES (RESIDENTIAL) | LOT | 10000% | 1 | 100
| GUADALUPE COUNTY FLOOD STUDY REVIEW FEE | LS | 50000%
| GUADALUPE COUNTY ROAD CONSTRUCTION REVIEW FEE | LS | 50000% | 1 | 500
| GUADALUPE COUNTY RECORDING FEE (ASSUUMED 3 PAGES) | LS | 42000%
| GVSUD WATER IMPACT FEES | LOT | 639000% | 1 | 6390
| GVSUD SEWER IMPACT FEES | LOT | 954000% |  | 0
| TCEQ TPDES FEE | LS | 32500% | 1 | 325
| CoSA TREE PLAN REVIEW & INSPECTION FEES | LS | 225000% | 0 | 0
| CoSA DETENTION FEE-IN-LIEU | SF | 15%
| CoSA MDP FEES | LS | 300000% | 0 | 0
| MEDINA COUNTY PLAT RECORDING FEES (ASSUMED 3 PGS.) | UNIT | 6300% | 0 | 0
| SAWS WATER IMPACT FEES | LOT | 490800% | 1 | 4908
| SAWS SEWER IMPACT FEES | LOT | 208300% | 0 | 0
|  | LS | 104150% |  | 0
|  | LS | 32500% | 0 | 100
|  | SF | 500% | 1 | 5
|  |  |  | 1 | 0
0
|  |  |  | 0 | 0
0
| TCEQ TPDES FEE | LS | 32500% |  | 0
| ENGINEERING |  |  |  | 0
| SURVEYING - CAT 1A BOUNDARY SURVEY | LS | 2400000% | 0 | 0
| SURVEYING - TOPO | LS | 2200000% |  | 0
| ENVIRONMENTAL - ENVIRONMENTAL/HISTORICAL REPORTS | LS | 1500000% |  | 0
| GEOTECHNICAL - STREET & FOUNDATION | LS | 1000000% | 0 | 0
| ENGINEERING FEES - DESIGN & PLATTING | FF | 6000% | 0 | 0
| ENGINEERING FEES - TURN LANES | % | 10% | 0 | 0
| ENGINEERING FEES - CONSTRUCTION ADMINISTRATION | LOT | 75000% |  | 0
| STORMWATER MANAGEMENT PLAN | LS | 1500000% |  | 965380
| CONSTRUCTION MATERIAL TESTING | LS | 1200000% |  | 0
| STREETS |  |  | 1 | 75000
| REMOVE EXISTING IMPROVEMENTS | LS | 1000000% | 14.06 | 50616
| MOBILIZATION | EA | 7500000% |  | 0
| CLEARING | AC | 360000% |  | 0
| TREE PROTECTION | EA | 0% |  | 0
| CONCRETE WASHOUT PIT | EA | 100000% |  | 0
| CONSTRUCTION ENTRANCE/EXIT | EA | 350000% |  | 0
| STAGING | EA | 0% |  | 0
| SILT FENCE | LF | 281% |  | 0
| ROCK BERM | LF | 3621% |  | 0
| INLET PROTECTION | LF | 1187% |  | 0
| OPEN SPACE REVEGETATION | SY | 0% | 1 | 15000
| TPDES | LS | 800000% | 11272 | 191624
| TPDES (LARGE) | LS | 1500000% | 16211 | 64844
| UNIT/STREET EXCAVATION | CY | 1700% |  | 0
| UNIT/STREET EMBANKMENT | CY | 400% |  | 0
| IMPORT FILL | CY | 1500% | 4939 | 14817
| HAUL OFF | CY | 600% | 0 | 0
| IMPORT FILL FROM FUTURE UNIT | CY | 300% | 10255 | 123060
| HAUL OFF TO FUTURE UNIT | CY | 300% | 10255 | 153825
| 2" ASPHALT (SECONDARY ACCESS) | SY | 1200% | 440 | 5280
| 8" FLEX. BASE (SECONDARY ACCESS) | SY | 1500% | 440 | 9240
| 2" ASPHALT (70' ROW) | SY | 1200% | 0 | 0
| 10" FLEX. BASE (70' ROW) | SY | 2100% | 0 | 0
| 3" X 5" BULL ROCK | SY | 1900% |  | 0
| 3" ASPHALT (70' ROW) | SY | 1600% |  | 0
| 19.5" FLEX. BASE (70' ROW) | SY | 2600% | 2139 | 8556
| 10" ASPHALT TREATED BASE (ATB) | SY | 15000% | 1069.5 | 4278
| PRIME COAT | GAL | 400% | 10695 | 64170
| TACK COAT | GAL | 400% | 0 | 0
| 6" LIME TREATED SUBGRADE | SY | 600% | 172 | 37840
| 8" LIME TREATED SUBGRADE | SY | 800% | 6360 | 82680
| LIME (42LB/SY) | TON | 22000% | 28 | 1260
| CONCRETE CURB & GUTTER | LF | 1300% | 66 | 990
| HEADER CURB & GUARD POSTS | LF | 4500% |  | 0
| HEADER CURB | LF | 1500% |  | 0
| SAWCUT AND MATCH EXISTING ASPHALT | LS | 2000000% |  | 0
| 4 INCH WIDE WHITE LINE | LF | 300% |  | 0
| 4 INCH WIDE YELLOW LINE (BROKEN ) | LF | 400% |  | 0
| 4 INCH WIDE YELLOW LINE(SOLID) | LF | 600% |  | 0
| 4 INCH WIDE YELLOW LINE (DOUBLE) | LF | 1000% |  | 0
| 24 INCH WHITE STOP LINE | LF | 1700% |  | 0
| 8 INCH WIDE WHITE LINE (SOLID) | LF | 800% |  | 0
| 12 INCH WIDE WHITE LINE (SOLID) | LF | 1000% |  | 0
| 4 INCH (SOLID) & 4 INCH WIDE (BROKEN) YELLOW LINE | LF | 1000% |  | 0
| 24 INCH WHITE PAVEMENT CROSSWALK STRIPING | LF | 2300% |  | 0
| MEDIAN NOSE YELLOW | EA | 120000% |  | 0
| WORD "ONLY" | WORD | 25000% |  | 0
| COMBINATION THRU/RIGHT WHITE ARROW | EA | 50000% |  | 0
| RIGHT WHITE ARROW | EA | 20000% |  | 0
| LEFT WHITE ARROW | EA | 20000% |  | 0
| PAVEMENT MARKER (TYPE II A-A) | EA | 2300% |  | 0
| BLUE PAVEMENT MARKER | EA | 2300% |  | 0
| METAL BEAM GUARD FENCE | LF | 13000% |  | 0
| MBGF- SINGLE GUARD RAIL TERMINAL | LF | 11500% |  | 0
| MBGF- DOWNSTREAM ANCHOR TERMINAL | LF | 21000% |  | 0
| SIGNAGE & STRIPING | LS | 1000000% | 350 | 17500
| SIGNAGE & STRIPING | LS | 500000% | 11 | 19800
| CONCRETE SIDEWALK | SY | 5000% |  | 0
| ADA RAMPS (DEVELOPER RESPONSIBILITY) | EA | 180000% |  | 0
| STREET NAME SIGNS (9in) | EA | 20000% |  | 0
| REGULATORY STREET SIGNS | EA | 26000% | 1 | 10000
| REGULATORY STREET SIGNS (LARGE) | LS | 2000000% | 1 | 15000
| REGULATORY STREET SIGNS (SMALL) | LS | 1000000% |  | 0
| TEMPORARY TURN AROUND | LS | 1500000% |  | 1361250
| STREETSCAPE PLANTING (ASSUME BOTH SIDES OF COLLECTORS AT EVERY 50') | EA | 40000% |  | 0
| GRADING |  |  |  | 0
| STREET & LOT EXCAVATION | CY | 300% | 0 | 0
| STREET & LOT EMBANKMENT | CY | 200% | 0 | 0
| CLEARING/SITE PREP | Ac | 360000% | 36300 | 90750
| MOBILIZATION | EA | 7500000% | 22000 | 770000
| CONCRETE WASHOUT PIT | EA | 1500000% | 0 | 0
| CONSTRUCTION ENTRANCE/EXIT | EA | 1500000% | 14300 | 500500
| SILT FENCE | LF | 250% |  | 0
| ROCK BERMS | LF | 3500% |  | 0
| OVERAL CUT | CY | 0% |  | 0
| OVERALL FILL | CY | 0% |  | 243570
| RETAINING WALLS | FF | 3000% | 830 | 2490
| DRAINAGE |  |  |  | 0
| DRAIN EXCAVATION | CY | 300% |  | 0
| DRAIN EMBANKMENT | CY | 400% |  | 0
| HAUL OFF | CY | 1200% |  | 0
| 5' CURB INLET | EA | 700000% |  | 0
| 10' CURB INLET | EA | 1560000% |  | 0
| 15' CURB INLET | EA | 1920000% | 6 | 153000
| 20' CURB INLET | EA | 2520000% |  | 0
| 25' CURB INLET | EA | 2550000% |  | 0
| 35' CURB INLET | EA | 3240000% | 60 | 11400
| 5" CONCRETE RIP RAP | SY | 15500% |  | 0
| 6" CONCRETE RIP RAP | SY | 19000% |  | 0
| 4'x4' CONCRETE JUNCTION BOX | EA | 600000% |  | 0
| 5'x5' CONCRETE JUNCTION BOX | EA | 700000% |  | 0
| 6'x6' CONCRETE JUNCTION BOX | EA | 1100000% | 110 | 9900
| 13'x13' JUNCTION BOX | EA | 4291030% | 360 | 45000
| 24" R.C.P. | LF | 9000% |  | 0
| 30" R.C.P. | LF | 12500% |  | 0
| 36" R.C.P. | LF | 14000% |  | 0
| 42" RCP | LF | 16000% |  | 0
| 48" RCP | LF | 20000% |  | 0
| 54" R.C.P. | LF | 22000% |  | 0
| 60" R.C.P. | LF | 35000% |  | 0
| 3'X2' S.B.C. | LF | 40000% |  | 0
| 4'X3' S.B.C. | LF | 50000% |  | 0
| 5'X3' S.B.C. | LF | 52800% |  | 0
| 6'X3' S.B.C. | LF | 58000% | 2 | 5400
| 10 ~ 8'x8' SBC (122 LF) | LF | 910000% |  | 0
| CONCRETE STRUCTURE (BAFFLE BLOCKS) | CY | 270000% |  | 0
| CONCRETE STRUCTURE (HEADWALL) | LS | 2500000% |  | 0
| CONCRETE COLLARS | EA | 41500% | 1460 | 4380
| PIPE RAILING | LF | 8500% | 1460 | 4380
| REVEGATATION | SY | 300% |  | 0
| 4" TOP SOIL | SY | 300% |  | 0
| TURF REINFORCEMENT | SY | 1000% |  | 0
| HYDROTURF | SY | 9000% | 470 | 470
| SIDEWALK BOX DRAIN | EA | 1000000% |  | 0
| TRENCH EXCAVATION PROTECTION | LF | 100% | 65 | 7150
| ROCK RUBBLE (8"-12") | CY | 50000% |  | 0
| ROCK GABION MATTRESS | SY | 11000% |  | 0
| DETENTION POND 1 | LS | 18000000% |  | 0
| DETENTION POND 2 | LS | 13000000% |  | 368064.95
| WATER QUALITY POND | LS | 15000000% | 183.52 | 10093.6
| SANITARY SEWER |  |  | 1835.27 | 146821.6
| 8" SANITARY SEWER PIPE (6' - 10') | LF | 5500% | 897.55 | 64623.6
| 8" SANITARY SEWER PIPE (10' - 20') | LF | 8000% | 68.89 | 10333.5
| 8" SANITARY SEWER PIPE (10' - 14') | LF | 7200% |  | 0
| 8" SANITARY SEWER PIPE (14' - 22') | LF | 15000% |  | 0
| 12" SANITARY SEWER PIPE (0' - 6') | LF | 4800% |  | 0
| 12" SANITARY SEWER PIPE (6' - 10') | LF | 5600% |  | 0
| 12" SANITARY SEWER PIPE (10' - 14') | LF | 7300% |  | 0
| 12" SANITARY SEWER PIPE (15' - 20') | LF | 12000% |  | 0
| 15" SANITARY SEWER PIPE (0' - 10') | LF | 5500% |  | 0
| 15" SANITARY SEWER PIPE (10' - 14') | LF | 7300% |  | 0
| 15" SANITARY SEWER PIPE (14' - 18') | LF | 13500% |  | 0
| 15" SANITARY SEWER PIPE (18' - 22') | LF | 18000% |  | 0
| 18" SANITARY SEWER PIPE (14' - 18') | LF | 1000% |  | 0
| 30" BORE, JACK. ,OR TUNN., COMPLETE | LF | 90000% | 1 | 10000
| CONCRETE ENCASEMENT | LF | 5000% | 13 | 78000
| TIE IN TO EX. MH | LS | 1000000% |  | 0
| STANDARD MANHOLES | EA | 600000% | 65 | 45500
| DROP MANHOLES | EA | 750000% | 0 | 0
| EXTRA DEPTH - MANHOLES | VF | 70000% |  | 0
| VERTICAL STACKS (ASSUMED 5' PER LOT) | VF | 9000% | 0 | 0
| 8"x6" WYES (CONCRETE SADDLE) | EA | 50000% | 0 | 0
| 8"x6" WYES | EA | 14000% |  | 0
| 6" SEWER LATERALS | LF | 4700% | 897.55 | 1795.1
| LATERAL CLEANOUT | EA | 110000% | 897.55 | 897.55
| TELEVISE SEWER MAIN | LF | 200% |  | 0
| TRENCH EXCAVATION PROTECTION | LF | 100% |  | 0
| 2"X4" LUMBER (PAINTED GREEN) | EA | 0% |  | 0
| PHASE I (232 LUE's) WATER FLEET SOLUTION | LS | 60000000% |  | 0
| PHASE II (527 LUE's) WASTE WATER TREATEMENT PLANT (200 GAL/LOT) | GAL | 3800% |  | 0
| PHASE III (1050 LUE's) WASTE WATER TREATMENT PLANT (200 GAL/LOT) | GAL | 2500% |  | 0
| PHASE IV (1430 LUE's) WASTE WATER TREATMENT PLANT (200 GAL/LOT) | GAL | 2000% |  | 0
| EXISTING STREET TRENCH & STREET REPAIR | LF | 25000% |  | 167612540
| TRAFFIC CONTROL FOR OPEN CUT SEWER TRENCH | LS | 750000% |  | 0
| WATER SYSTEM |  |  | 3355 | 187880
| 2" HDPE 200 PSI DR 11 | LF | 3000% | 7 | 21910
| 8" PVC CLASS 200 WATER MAIN | LF | 5600% |  | 0
| 8" GATE VALVE & BOX, COMPLETE | EA | 313000% |  | 0
| 12" PVC CLASS 235 WATER MAIN | LF | 11500% |  | 0
| 12" GATE VALVE & BOX, COMPLETE | EA | 500000% |  | 0
| 8" DUCTILE IRON PIPE | LF | 7100% |  | 0
| 12" DUCTILE IRON PIPE | LF | 9300% |  | 0
| OFFSITE STANDARD F.H. COMPLETE W/ VALVE | EA | 550000% |  | 0
| 16" PVC CLASS 235 WATER MAIN | LF | 16500% |  | 0
| 16" GATE VALVE & BOX, COMPLETE | EA | 1260000% |  | 0
| 24" PVC CLASS 235 WATER MAIN | LF | 15000% | 6 | 30000
| 24" BUTTERFLY VALVE, COMPLETE | EA | 1500000% | 7 | 12600
| STANDARD F.H. COMPLETE W/ VALVE | EA | 550000% |  | 0
| CAST IRON FITTINGS | TON | 500000% | 5 | 11000
| 8"X2"TEMPORARY BLOWOFF | EA | 180000% |  | 0
| 8"X2" PERMANENT BLOWOFF | EA | 200000% |  | 0
| 12"X2" TEMPORARY BLOWOFF | EA | 190000% |  | 0
| 12X2" PERMANENT BLOWOFF | EA | 220000% |  | 0
| 16"X2"TEMPORARY BLOWOFF | EA | 410000% |  | 0
| 16"X2" PERMANENT BLOWOFF | EA | 450000% |  | 0
| 24"X2" TEMPORARY BLOWOFF | EA | 1500000% | 44 | 68200
| 24X2" PERMANENT BLOWOFF | EA | 1650000% | 63 | 56700
| 3/4" LONG SINGLE SERVICE | EA | 135000% |  | 0
| 3/4" SHORT SINGLE SERVICE | EA | 73000% |  | 0
| 1" DUAL LONG | EA | 155000% |  | 0
| 1" DUAL SHORT | EA | 90000% | 7 | 7
| 3/4" IRRIGATION SERVICE | EA | 90000% | 1 | 275
| 1" IRRIGATION SERVICE | EA | 135000% | 3355 | 33550000
| HYDROSTATIC TEST | EA | 314535% | 0 | 0
| TRENCH EXCAVATION PROTECTION | LF | 100% | 8 | 43968
| METER BOXES | EA | 27500% |  | 0
| TIE IN TO EX. 8" MAIN | LS | 500000% |  | 0
| TIE IN TO EX. 12" MAIN | LS | 1000000% |  | 0
| TIE IN TO EX. 16" MAIN | LS | 1250000% |  | 0
| CCSUD ACQUISITION & CONNECTION FEE | LS | 549600% | 350 | 133000000
| CCSUD INSPECTION FEE | LS | 1000000% | 1 | 630000
| CONDUIT IRRIGATION CROSSING (2-4" PVC) | LF | 8000% |  | 0
| STORAGE TANK | EA | 175000000% |  | 0
| CCSUD ADDITIONAL PUMP CAPACITY | LS | 37800000% |  | 0
| CCSUD ELECTRICAL IMPROVEMENTS | LS | 38000000% |  | 0
| CCSUD 50% PRO RATA SHARE | LS | 63000000% |  | 133725
| CCSUD CONTINGENCY | EA | 50200000% | 3275 | 22925
| TRENCH EXCAVATION PROTECTION | LF | 100% |  | 0
| CONCRETE ENCASEMENT | LF | 12000% |  | 0
| 6" TOP SOIL | SY | 400% |  | 0
| TRAFFIC CONTROL | LS | 1000000% |  | 0
| CASCADE CAVERN |  |  | 480 | 100800
| DRIVEWAY - OPEN CUT/REPLACE | EA | 1000000% | 0 | 0
| 6" ASPHALT TREATED BASE | SY | 1200% | 4 | 10000
| 1.5" HMAC TYPE D | SY | 1200% |  | 0
| 24" PVC CLASS 235 WATER MAIN | LF | 24000% |  | 0
| 24" BUTTERFLY VALVE, COMPLETE | EA | 2410000% |  | 0
| 24" AIR RELEASE VALVE | EA | 2450000% |  | 0
| CAST IRON FITTINGS | TON | 500000% |  | 0
| TRENCH EXCAVATION PROTECTION | LF | 100% |  | 17055080.495
| DRAINAGE STRUCTURE REMOVE/REPLACE | EA | 2500000% | 170550804.95 | 17055080.495
| TRAFFIC CONTROL | LS | 5000000% |  | 0
JIM
| CLEARING | AC | 360000%
| 24" PVC CLASS 235 WATER MAIN | LF | 24000%
| 24" BUTTERFLY VALVE, COMPLETE | EA | 2410000%
| CAST IRON FITTINGS | TON | 500000%
| TRENCH EXCAVATION PROTECTION | LF | 100%
| CONCRETE ENCASEMENT | LF | 12000%
| REVEGATATION | SY | 400%
MASSEY
| CLEARING | AC | 360000%
| 24" PVC CLASS 235 WATER MAIN | LF | 24000%
| 24" BUTTERFLY VALVE, COMPLETE | EA | 2410000%
| 24" AIR RELEASE VALVE | EA | 2450000%
| TIE IN TO EX. 24" MAIN | LS | 2000000%
| CAST IRON FITTINGS | TON | 500000%
| TRENCH EXCAVATION PROTECTION | LF | 100%
| 8" ASPHALT TREATED BASE | SY | 1800%
| 2" HMAC TYPE D | SY | 1200%
| GATE REPLACEMENT | EA | 2000000%
| WATER BOOSTER STATION | EA | 350000000%
| TPDES | LS | 3000000%
| HYDROSTATIC TESTING | LS | 1000000%
ELECTRIC
| UNDERGROUND ELECTRIC SERVICE (MINOR) | LF | 700%
| UNDERGROUND ELECTRIC SERVICE (MAJOR) | LF | 2000%
| RISER POLES | EA | 270000%
| OVERHEAD EXTENSION | LS | 22500000%
| UNDERGROUND ELECTRIC SERVICE | LOT | 300000%
| CONDUIT PRIMARY (4~6" & 2~4" PVC BUNDLE W/SWEEPS) | LF | 21000%
| CONDUIT SECONDARY (2~6" & 2~4" PVC BUNDLE W/SWEEPS) | LF | 15000%
| STREET LIGHTS | EA | 250000%
OFFSITE MITIGATIONS
| TRAFFIC SIGNAL | LS | 50000000%
| LEFT TURN LANE | EA | 15000000%
| RIGHT TURN LANE | EA | 10000000%
| WATSON LANE IMPROVEMENTS | LS | 50000000%
CONTINGENCY
| CONTINGENCY | % | 10%
| CONTINGENCY | % | 5%
GRAND TOTAL

## Unit 5 (hidden)
#REF!
STAGE | #REF!
PROJECT | #REF!
PROJECT NO. | #REF!
PREPARED BY | #REF! | DATE |  | #REF! |  | 2022-06-03
CHECKED BY | #REF! | REVISED DATE |  | #REF!
COST DETAIL
| #REF! |  |  | Lot Count | #REF!
- | Description/Contractor | UOM | Price/Unit | #Units | Total
MUNICIPAL FEES
| CIBOLO CONSTRUCTION PLAN REVIEW FEES | LS | 950000%
| CIBOLO FINAL PLAT FEES | LS | 825000%
| GUADALUPE COUNTY MAJOR PLAT FEES (BASE FEE) | UNIT | 300000%
| GUADALUPE COUNTY MAJOR PLAT FEES (RESIDENTIAL) | LOT | 10000% | 1 | 100
| GUADALUPE COUNTY FLOOD STUDY REVIEW FEE | LS | 50000%
| GUADALUPE COUNTY ROAD CONSTRUCTION REVIEW FEE | LS | 50000% | 1 | 500
| GUADALUPE COUNTY RECORDING FEE (ASSUUMED 3 PAGES) | LS | 42000%
| GVSUD WATER IMPACT FEES | LOT | 639000% | 1 | 6390
| GVSUD SEWER IMPACT FEES | LOT | 954000% |  | 0
| TCEQ TPDES FEE | LS | 32500% | 1 | 325
| CoSA TREE PLAN REVIEW & INSPECTION FEES | LS | 225000%
| CoSA DETENTION FEE-IN-LIEU | SF | 15%
| CoSA MDP FEES | LS | 300000%
| MEDINA COUNTY PLAT RECORDING FEES (ASSUMED 3 PGS.) | UNIT | 6300%
| SAWS WATER IMPACT FEES | LOT | 490800% | 1 | 4908
| SAWS SEWER IMPACT FEES | LOT | 208300%
|  | LS | 104150% |  | 0
|  | LS | 32500%
|  | SF | 500% | 1 | 5
|  |  |  | 1 | 0
0
0
| TCEQ TPDES FEE | LS | 32500% |  | 0
ENGINEERING
| SURVEYING - CAT 1A BOUNDARY SURVEY | LS | 2400000%
| SURVEYING - TOPO | LS | 2200000% |  | 0
| ENVIRONMENTAL - ENVIRONMENTAL/HISTORICAL REPORTS | LS | 1500000% |  | 0
| GEOTECHNICAL - STREET & FOUNDATION | LS | 1000000% | 0 | 0
| ENGINEERING FEES - DESIGN & PLATTING | FF | 6000% | 0 | 0
| ENGINEERING FEES - TURN LANES | % | 10% | 0 | 0
| ENGINEERING FEES - CONSTRUCTION ADMINISTRATION | LOT | 75000% |  | 0
| STORMWATER MANAGEMENT PLAN | LS | 1500000% |  | 2330567.6
| CONSTRUCTION MATERIAL TESTING | LS | 1200000% |  | 0
| STREETS |  |  | 1 | 75000
| REMOVE EXISTING IMPROVEMENTS | LS | 1000000% | 36.12 | 130032
| MOBILIZATION | EA | 7500000% | 1 | 0
| CLEARING | AC | 360000% |  | 0
| TREE PROTECTION | EA | 0% |  | 0
| CONCRETE WASHOUT PIT | EA | 100000% | 1 | 0
| CONSTRUCTION ENTRANCE/EXIT | EA | 350000% |  | 0
| STAGING | EA | 0% |  | 0
| SILT FENCE | LF | 281% |  | 0
| ROCK BERM | LF | 3621% |  | 0
| INLET PROTECTION | LF | 1187% |  | 0
| OPEN SPACE REVEGETATION | SY | 0% | 1 | 15000
| TPDES | LS | 800000% | 14385 | 244545
| TPDES (LARGE) | LS | 1500000% | 11816 | 47264
| UNIT/STREET EXCAVATION | CY | 1700% |  | 0
| UNIT/STREET EMBANKMENT | CY | 400% |  | 0
| IMPORT FILL | CY | 1500% |  | 0
| HAUL OFF | CY | 600% |  | 0
| IMPORT FILL FROM FUTURE UNIT | CY | 300% |  | 0
| HAUL OFF TO FUTURE UNIT | CY | 300% | 37990 | 569850
| 2" ASPHALT (SECONDARY ACCESS) | SY | 1200% | 22963 | 275556
| 8" FLEX. BASE (SECONDARY ACCESS) | SY | 1500% |  | 0
| 2" ASPHALT (70' ROW) | SY | 1200% |  | 0
| 10" FLEX. BASE (70' ROW) | SY | 2100% |  | 0
| 3" X 5" BULL ROCK | SY | 1900% |  | 0
| 3" ASPHALT (70' ROW) | SY | 1600% |  | 0
| 19.5" FLEX. BASE (70' ROW) | SY | 2600% | 4592.6 | 18370.4
| 10" ASPHALT TREATED BASE (ATB) | SY | 15000% | 2296.3 | 9185.2
| PRIME COAT | GAL | 400% | 22963 | 137778
| TACK COAT | GAL | 400% | 37990 | 303920
| 6" LIME TREATED SUBGRADE | SY | 600% | 976 | 214720
| 8" LIME TREATED SUBGRADE | SY | 800% | 13019 | 169247
| LIME (42LB/SY) | TON | 22000% | 120 | 5400
| CONCRETE CURB & GUTTER | LF | 1300% | 80 | 1200
| HEADER CURB & GUARD POSTS | LF | 4500% |  | 0
| HEADER CURB | LF | 1500% |  | 0
| SAWCUT AND MATCH EXISTING ASPHALT | LS | 2000000% |  | 0
| 4 INCH WIDE WHITE LINE | LF | 300% |  | 0
| 4 INCH WIDE YELLOW LINE (BROKEN ) | LF | 400% |  | 0
| 4 INCH WIDE YELLOW LINE(SOLID) | LF | 600% |  | 0
| 4 INCH WIDE YELLOW LINE (DOUBLE) | LF | 1000% |  | 0
| 24 INCH WHITE STOP LINE | LF | 1700% |  | 0
| 8 INCH WIDE WHITE LINE (SOLID) | LF | 800% |  | 0
| 12 INCH WIDE WHITE LINE (SOLID) | LF | 1000% |  | 0
| 4 INCH (SOLID) & 4 INCH WIDE (BROKEN) YELLOW LINE | LF | 1000% |  | 0
| 24 INCH WHITE PAVEMENT CROSSWALK STRIPING | LF | 2300% |  | 0
| MEDIAN NOSE YELLOW | EA | 120000% |  | 0
| WORD "ONLY" | WORD | 25000% |  | 0
| COMBINATION THRU/RIGHT WHITE ARROW | EA | 50000% |  | 0
| RIGHT WHITE ARROW | EA | 20000% |  | 0
| LEFT WHITE ARROW | EA | 20000% |  | 0
| PAVEMENT MARKER (TYPE II A-A) | EA | 2300% |  | 0
| BLUE PAVEMENT MARKER | EA | 2300% |  | 0
| METAL BEAM GUARD FENCE | LF | 13000% |  | 0
| MBGF- SINGLE GUARD RAIL TERMINAL | LF | 11500% |  | 0
| MBGF- DOWNSTREAM ANCHOR TERMINAL | LF | 21000% |  | 0
| SIGNAGE & STRIPING | LS | 1000000% | 1462 | 73100
| SIGNAGE & STRIPING | LS | 500000% | 6 | 10800
| CONCRETE SIDEWALK | SY | 5000% |  | 0
| ADA RAMPS (DEVELOPER RESPONSIBILITY) | EA | 180000% |  | 0
| STREET NAME SIGNS (9in) | EA | 20000% | 1 | 20000
| REGULATORY STREET SIGNS | EA | 26000% |  | 0
| REGULATORY STREET SIGNS (LARGE) | LS | 2000000% |  | 0
| REGULATORY STREET SIGNS (SMALL) | LS | 1000000% | 24 | 9600
| TEMPORARY TURN AROUND | LS | 1500000% |  | 5889650
| STREETSCAPE PLANTING (ASSUME BOTH SIDES OF COLLECTORS AT EVERY 50') | EA | 40000% |  | 0
| GRADING |  |  |  | 0
| STREET & LOT EXCAVATION | CY | 300% | 0 | 0
| STREET & LOT EMBANKMENT | CY | 200% | 0 | 0
| CLEARING/SITE PREP | Ac | 360000% | 47757 | 119392.5
| MOBILIZATION | EA | 7500000% | 107115 | 3749025
| CONCRETE WASHOUT PIT | EA | 1500000% | 56789 | 141972.5
| CONSTRUCTION ENTRANCE/EXIT | EA | 1500000% | 0 | 0
| SILT FENCE | LF | 250% | 62142 | 1864260
| ROCK BERMS | LF | 3500% | 118931 | 0
| OVERAL CUT | CY | 0% | 500 | 15000
| OVERALL FILL | CY | 0% |  | 887700
| RETAINING WALLS | FF | 3000% |  | 0
| DRAINAGE |  |  |  | 0
| DRAIN EXCAVATION | CY | 300% |  | 0
| DRAIN EMBANKMENT | CY | 400% |  | 0
| HAUL OFF | CY | 1200% |  | 0
| 5' CURB INLET | EA | 700000% | 2 | 38400
| 10' CURB INLET | EA | 1560000% | 3 | 75600
| 15' CURB INLET | EA | 1920000% | 1 | 25500
| 20' CURB INLET | EA | 2520000% |  | 0
| 25' CURB INLET | EA | 2550000% |  | 0
| 35' CURB INLET | EA | 3240000% | 180 | 34200
| 5" CONCRETE RIP RAP | SY | 15500% |  | 0
| 6" CONCRETE RIP RAP | SY | 19000% |  | 0
| 4'x4' CONCRETE JUNCTION BOX | EA | 600000% |  | 0
| 5'x5' CONCRETE JUNCTION BOX | EA | 700000% |  | 0
| 6'x6' CONCRETE JUNCTION BOX | EA | 1100000% | 70 | 6300
| 13'x13' JUNCTION BOX | EA | 4291030% | 390 | 48750
| 24" R.C.P. | LF | 9000% |  | 0
| 30" R.C.P. | LF | 12500% |  | 0
| 36" R.C.P. | LF | 14000% |  | 0
| 42" RCP | LF | 16000% |  | 0
| 48" RCP | LF | 20000% |  | 0
| 54" R.C.P. | LF | 22000% |  | 0
| 60" R.C.P. | LF | 35000% | 140 | 70000
| 3'X2' S.B.C. | LF | 40000% |  | 0
| 4'X3' S.B.C. | LF | 50000% | 140 | 81200
| 5'X3' S.B.C. | LF | 52800% |  | 0
| 6'X3' S.B.C. | LF | 58000% | 5 | 13500
| 10 ~ 8'x8' SBC (122 LF) | LF | 910000% |  | 0
| CONCRETE STRUCTURE (BAFFLE BLOCKS) | CY | 270000% |  | 0
| CONCRETE STRUCTURE (HEADWALL) | LS | 2500000% | 150 | 12750
| CONCRETE COLLARS | EA | 41500% | 3585 | 10755
| PIPE RAILING | LF | 8500% | 3585 | 10755
| REVEGATATION | SY | 300% |  | 0
| 4" TOP SOIL | SY | 300% |  | 0
| TURF REINFORCEMENT | SY | 1000% |  | 0
| HYDROTURF | SY | 9000% | 740 | 740
| SIDEWALK BOX DRAIN | EA | 1000000% |  | 0
| TRENCH EXCAVATION PROTECTION | LF | 100% | 175 | 19250
| ROCK RUBBLE (8"-12") | CY | 50000% | 1 | 180000
| ROCK GABION MATTRESS | SY | 11000% | 2 | 260000
| DETENTION POND 1 | LS | 18000000% |  | 0
| DETENTION POND 2 | LS | 13000000%
| WATER QUALITY POND | LS | 15000000% | 120 | 6600
| SANITARY SEWER |  |  | 4930 | 394400
| 8" SANITARY SEWER PIPE (6' - 10') | LF | 5500% | 463 | 33336
| 8" SANITARY SEWER PIPE (10' - 20') | LF | 8000% | 562 | 84300
| 8" SANITARY SEWER PIPE (10' - 14') | LF | 7200% |  | 0
| 8" SANITARY SEWER PIPE (14' - 22') | LF | 15000% |  | 0
| 12" SANITARY SEWER PIPE (0' - 6') | LF | 4800% |  | 0
| 12" SANITARY SEWER PIPE (6' - 10') | LF | 5600% |  | 0
| 12" SANITARY SEWER PIPE (10' - 14') | LF | 7300% |  | 0
| 12" SANITARY SEWER PIPE (15' - 20') | LF | 12000% |  | 0
| 15" SANITARY SEWER PIPE (0' - 10') | LF | 5500% |  | 0
| 15" SANITARY SEWER PIPE (10' - 14') | LF | 7300% |  | 0
| 15" SANITARY SEWER PIPE (14' - 18') | LF | 13500% |  | 0
| 15" SANITARY SEWER PIPE (18' - 22') | LF | 18000% |  | 0
| 18" SANITARY SEWER PIPE (14' - 18') | LF | 1000% |  | 0
| 30" BORE, JACK. ,OR TUNN., COMPLETE | LF | 90000% | 0 | 0
| CONCRETE ENCASEMENT | LF | 5000% | 29 | 174000
| TIE IN TO EX. MH | LS | 1000000% | 1 | 7500
| STANDARD MANHOLES | EA | 600000% | 113 | 79100
| DROP MANHOLES | EA | 750000% | 141 | 12690
| EXTRA DEPTH - MANHOLES | VF | 70000% |  | 0
| VERTICAL STACKS (ASSUMED 5' PER LOT) | VF | 9000%
| 8"x6" WYES (CONCRETE SADDLE) | EA | 50000%
| 8"x6" WYES | EA | 14000% |  | 0
| 6" SEWER LATERALS | LF | 4700% | 463 | 926
| LATERAL CLEANOUT | EA | 110000%
| TELEVISE SEWER MAIN | LF | 200% |  | 0
| TRENCH EXCAVATION PROTECTION | LF | 100% |  | 0
| 2"X4" LUMBER (PAINTED GREEN) | EA | 0% |  | 0
| PHASE I (232 LUE's) WATER FLEET SOLUTION | LS | 60000000% |  | 0
| PHASE II (527 LUE's) WASTE WATER TREATEMENT PLANT (200 GAL/LOT) | GAL | 3800% |  | 0
| PHASE III (1050 LUE's) WASTE WATER TREATMENT PLANT (200 GAL/LOT) | GAL | 2500% |  | 0
| PHASE IV (1430 LUE's) WASTE WATER TREATMENT PLANT (200 GAL/LOT) | GAL | 2000% |  | 0
| EXISTING STREET TRENCH & STREET REPAIR | LF | 25000%
| TRAFFIC CONTROL FOR OPEN CUT SEWER TRENCH | LS | 750000% |  | 0
| WATER SYSTEM |  |  | 3987 | 223272
| 2" HDPE 200 PSI DR 11 | LF | 3000% | 11 | 34430
| 8" PVC CLASS 200 WATER MAIN | LF | 5600% | 2833 | 325795
| 8" GATE VALVE & BOX, COMPLETE | EA | 313000% | 5 | 25000
| 12" PVC CLASS 235 WATER MAIN | LF | 11500% |  | 0
| 12" GATE VALVE & BOX, COMPLETE | EA | 500000% |  | 0
| 8" DUCTILE IRON PIPE | LF | 7100% |  | 0
| 12" DUCTILE IRON PIPE | LF | 9300% |  | 0
| OFFSITE STANDARD F.H. COMPLETE W/ VALVE | EA | 550000% |  | 0
| 16" PVC CLASS 235 WATER MAIN | LF | 16500% |  | 0
| 16" GATE VALVE & BOX, COMPLETE | EA | 1260000% |  | 0
| 24" PVC CLASS 235 WATER MAIN | LF | 15000% | 12 | 60000
| 24" BUTTERFLY VALVE, COMPLETE | EA | 1500000% | 8 | 14400
| STANDARD F.H. COMPLETE W/ VALVE | EA | 550000% |  | 0
| CAST IRON FITTINGS | TON | 500000% | 1 | 2200
| 8"X2"TEMPORARY BLOWOFF | EA | 180000% |  | 0
| 8"X2" PERMANENT BLOWOFF | EA | 200000% | 2 | 9000
| 12"X2" TEMPORARY BLOWOFF | EA | 190000% |  | 0
| 12X2" PERMANENT BLOWOFF | EA | 220000% |  | 0
| 16"X2"TEMPORARY BLOWOFF | EA | 410000% |  | 0
| 16"X2" PERMANENT BLOWOFF | EA | 450000% |  | 0
| 24"X2" TEMPORARY BLOWOFF | EA | 1500000% | 5 | 7750
| 24X2" PERMANENT BLOWOFF | EA | 1650000% | 10 | 9000
| 3/4" LONG SINGLE SERVICE | EA | 135000% | 33 | 29700
| 3/4" SHORT SINGLE SERVICE | EA | 73000% | 54 | 72900
| 1" DUAL LONG | EA | 155000% |  | 0
| 1" DUAL SHORT | EA | 90000% | 4 | 4
| 3/4" IRRIGATION SERVICE | EA | 90000% | 1 | 275
| 1" IRRIGATION SERVICE | EA | 135000% | 6820 | 68200000
| HYDROSTATIC TEST | EA | 314535%
| TRENCH EXCAVATION PROTECTION | LF | 100% |  | 0
| METER BOXES | EA | 27500% | 2 | 20000
| TIE IN TO EX. 8" MAIN | LS | 500000% |  | 0
| TIE IN TO EX. 12" MAIN | LS | 1000000% |  | 0
| TIE IN TO EX. 16" MAIN | LS | 1250000% |  | 0
| CCSUD ACQUISITION & CONNECTION FEE | LS | 549600% | 200 | 76000000
| CCSUD INSPECTION FEE | LS | 1000000% |  | 0
| CONDUIT IRRIGATION CROSSING (2-4" PVC) | LF | 8000% |  | 0
| STORAGE TANK | EA | 175000000% |  | 0
| CCSUD ADDITIONAL PUMP CAPACITY | LS | 37800000% |  | 0
| CCSUD ELECTRICAL IMPROVEMENTS | LS | 38000000% |  | 0
| CCSUD 50% PRO RATA SHARE | LS | 63000000%
| CCSUD CONTINGENCY | EA | 50200000% | 3930 | 27510
| TRENCH EXCAVATION PROTECTION | LF | 100% | 2795 | 55900
| CONCRETE ENCASEMENT | LF | 12000% |  | 0
| 6" TOP SOIL | SY | 400% |  | 0
| TRAFFIC CONTROL | LS | 1000000% |  | 0
| CASCADE CAVERN |  |  | 1080 | 226800
| DRIVEWAY - OPEN CUT/REPLACE | EA | 1000000%
| 6" ASPHALT TREATED BASE | SY | 1200% | 9 | 22500
| 1.5" HMAC TYPE D | SY | 1200% |  | 0
| 24" PVC CLASS 235 WATER MAIN | LF | 24000% |  | 0
| 24" BUTTERFLY VALVE, COMPLETE | EA | 2410000% |  | 0
| 24" AIR RELEASE VALVE | EA | 2450000% |  | 0
| CAST IRON FITTINGS | TON | 500000% |  | 0
| TRENCH EXCAVATION PROTECTION | LF | 100%
| DRAINAGE STRUCTURE REMOVE/REPLACE | EA | 2500000% |  | 0
| TRAFFIC CONTROL | LS | 5000000%
JIM
| CLEARING | AC | 360000%
| 24" PVC CLASS 235 WATER MAIN | LF | 24000%
| 24" BUTTERFLY VALVE, COMPLETE | EA | 2410000%
| CAST IRON FITTINGS | TON | 500000%
| TRENCH EXCAVATION PROTECTION | LF | 100%
| CONCRETE ENCASEMENT | LF | 12000%
| REVEGATATION | SY | 400%
MASSEY
| CLEARING | AC | 360000%
| 24" PVC CLASS 235 WATER MAIN | LF | 24000%
| 24" BUTTERFLY VALVE, COMPLETE | EA | 2410000%
| 24" AIR RELEASE VALVE | EA | 2450000%
| TIE IN TO EX. 24" MAIN | LS | 2000000%
| CAST IRON FITTINGS | TON | 500000%
| TRENCH EXCAVATION PROTECTION | LF | 100%
| 8" ASPHALT TREATED BASE | SY | 1800%
| 2" HMAC TYPE D | SY | 1200%
| GATE REPLACEMENT | EA | 2000000%
| WATER BOOSTER STATION | EA | 350000000%
| TPDES | LS | 3000000%
| HYDROSTATIC TESTING | LS | 1000000%
ELECTRIC
| UNDERGROUND ELECTRIC SERVICE (MINOR) | LF | 700%
| UNDERGROUND ELECTRIC SERVICE (MAJOR) | LF | 2000%
| RISER POLES | EA | 270000%
| OVERHEAD EXTENSION | LS | 22500000%
| UNDERGROUND ELECTRIC SERVICE | LOT | 300000%
| CONDUIT PRIMARY (4~6" & 2~4" PVC BUNDLE W/SWEEPS) | LF | 21000%
| CONDUIT SECONDARY (2~6" & 2~4" PVC BUNDLE W/SWEEPS) | LF | 15000%
| STREET LIGHTS | EA | 250000%
OFFSITE MITIGATIONS
| TRAFFIC SIGNAL | LS | 50000000%
| LEFT TURN LANE | EA | 15000000%
| RIGHT TURN LANE | EA | 10000000%
| WATSON LANE IMPROVEMENTS | LS | 50000000%
CONTINGENCY
| CONTINGENCY | % | 10%
| CONTINGENCY | % | 5%
GRAND TOTAL

## Unit 6 (hidden)
#REF!
STAGE | #REF!
PROJECT | #REF!
PROJECT NO. | #REF!
PREPARED BY | #REF! | DATE |  | #REF! |  | 2022-06-03
CHECKED BY | #REF! | REVISED DATE |  | #REF!
COST DETAIL
| #REF! |  |  | Lot Count | #REF!
- | Description/Contractor | UOM | Price/Unit | #Units | Total
MUNICIPAL FEES
| CIBOLO CONSTRUCTION PLAN REVIEW FEES | LS | 950000%
| CIBOLO FINAL PLAT FEES | LS | 825000%
| GUADALUPE COUNTY MAJOR PLAT FEES (BASE FEE) | UNIT | 300000%
| GUADALUPE COUNTY MAJOR PLAT FEES (RESIDENTIAL) | LOT | 10000% | 1 | 100
| GUADALUPE COUNTY FLOOD STUDY REVIEW FEE | LS | 50000%
| GUADALUPE COUNTY ROAD CONSTRUCTION REVIEW FEE | LS | 50000% | 1 | 500
| GUADALUPE COUNTY RECORDING FEE (ASSUUMED 3 PAGES) | LS | 42000%
| GVSUD WATER IMPACT FEES | LOT | 639000% | 1 | 6390
| GVSUD SEWER IMPACT FEES | LOT | 954000% |  | 0
| TCEQ TPDES FEE | LS | 32500% | 1 | 325
| CoSA TREE PLAN REVIEW & INSPECTION FEES | LS | 225000% | 0 | 0
| CoSA DETENTION FEE-IN-LIEU | SF | 15%
| CoSA MDP FEES | LS | 300000% | 0 | 0
| MEDINA COUNTY PLAT RECORDING FEES (ASSUMED 3 PGS.) | UNIT | 6300% | 0 | 0
| SAWS WATER IMPACT FEES | LOT | 490800% | 1 | 4908
| SAWS SEWER IMPACT FEES | LOT | 208300% | 0 | 0
|  | LS | 104150% |  | 0
|  | LS | 32500% | 0 | 100
|  | SF | 500% | 1 | 5
|  |  |  | 1 | 0
0
|  |  |  | 0 | 0
0
| TCEQ TPDES FEE | LS | 32500% |  | 0
| ENGINEERING |  |  |  | 11250000000
| SURVEYING - CAT 1A BOUNDARY SURVEY | LS | 2400000% | 0 | 0
| SURVEYING - TOPO | LS | 2200000% |  | 0
| ENVIRONMENTAL - ENVIRONMENTAL/HISTORICAL REPORTS | LS | 1500000% |  | 0
| GEOTECHNICAL - STREET & FOUNDATION | LS | 1000000% | 0 | 0
| ENGINEERING FEES - DESIGN & PLATTING | FF | 6000% | 0 | 0
| ENGINEERING FEES - TURN LANES | % | 10% | 750000 | 11250000000
| ENGINEERING FEES - CONSTRUCTION ADMINISTRATION | LOT | 75000% |  | 0
| STORMWATER MANAGEMENT PLAN | LS | 1500000% |  | 1391834
| CONSTRUCTION MATERIAL TESTING | LS | 1200000% |  | 0
| STREETS |  |  | 1 | 75000
| REMOVE EXISTING IMPROVEMENTS | LS | 1000000% | 15.64 | 56304
| MOBILIZATION | EA | 7500000% | 1 | 0
| CLEARING | AC | 360000% |  | 0
| TREE PROTECTION | EA | 0% |  | 0
| CONCRETE WASHOUT PIT | EA | 100000% | 1 | 0
| CONSTRUCTION ENTRANCE/EXIT | EA | 350000% |  | 0
| STAGING | EA | 0% |  | 0
| SILT FENCE | LF | 281% |  | 0
| ROCK BERM | LF | 3621% |  | 0
| INLET PROTECTION | LF | 1187% |  | 0
| OPEN SPACE REVEGETATION | SY | 0% | 1 | 15000
| TPDES | LS | 800000% | 9154 | 155618
| TPDES (LARGE) | LS | 1500000% | 2448 | 9792
| UNIT/STREET EXCAVATION | CY | 1700% |  | 0
| UNIT/STREET EMBANKMENT | CY | 400% |  | 0
| IMPORT FILL | CY | 1500% | 0 | 0
| HAUL OFF | CY | 600% | 6706 | 20118
| IMPORT FILL FROM FUTURE UNIT | CY | 300% | 9980 | 119760
| HAUL OFF TO FUTURE UNIT | CY | 300% | 9980 | 149700
| 2" ASPHALT (SECONDARY ACCESS) | SY | 1200% | 12205 | 146460
| 8" FLEX. BASE (SECONDARY ACCESS) | SY | 1500% | 12205 | 256305
| 2" ASPHALT (70' ROW) | SY | 1200% | 0 | 0
| 10" FLEX. BASE (70' ROW) | SY | 2100% | 0 | 0
| 3" X 5" BULL ROCK | SY | 1900% |  | 0
| 3" ASPHALT (70' ROW) | SY | 1600% |  | 0
| 19.5" FLEX. BASE (70' ROW) | SY | 2600% | 4437 | 17748
| 10" ASPHALT TREATED BASE (ATB) | SY | 15000% | 2218.5 | 8874
| PRIME COAT | GAL | 400% | 22185 | 133110
| TACK COAT | GAL | 400% | 0 | 0
| 6" LIME TREATED SUBGRADE | SY | 600% | 355 | 78100
| 8" LIME TREATED SUBGRADE | SY | 800% | 6815 | 88595
| LIME (42LB/SY) | TON | 22000% | 84 | 3780
| CONCRETE CURB & GUTTER | LF | 1300% | 38 | 570
| HEADER CURB & GUARD POSTS | LF | 4500% |  | 0
| HEADER CURB | LF | 1500% |  | 0
| SAWCUT AND MATCH EXISTING ASPHALT | LS | 2000000% |  | 0
| 4 INCH WIDE WHITE LINE | LF | 300% |  | 0
| 4 INCH WIDE YELLOW LINE (BROKEN ) | LF | 400% |  | 0
| 4 INCH WIDE YELLOW LINE(SOLID) | LF | 600% |  | 0
| 4 INCH WIDE YELLOW LINE (DOUBLE) | LF | 1000% |  | 0
| 24 INCH WHITE STOP LINE | LF | 1700% |  | 0
| 8 INCH WIDE WHITE LINE (SOLID) | LF | 800% |  | 0
| 12 INCH WIDE WHITE LINE (SOLID) | LF | 1000% |  | 0
| 4 INCH (SOLID) & 4 INCH WIDE (BROKEN) YELLOW LINE | LF | 1000% |  | 0
| 24 INCH WHITE PAVEMENT CROSSWALK STRIPING | LF | 2300% |  | 0
| MEDIAN NOSE YELLOW | EA | 120000% |  | 0
| WORD "ONLY" | WORD | 25000% |  | 0
| COMBINATION THRU/RIGHT WHITE ARROW | EA | 50000% |  | 0
| RIGHT WHITE ARROW | EA | 20000% |  | 0
| LEFT WHITE ARROW | EA | 20000% |  | 0
| PAVEMENT MARKER (TYPE II A-A) | EA | 2300% |  | 0
| BLUE PAVEMENT MARKER | EA | 2300% |  | 0
| METAL BEAM GUARD FENCE | LF | 13000% |  | 0
| MBGF- SINGLE GUARD RAIL TERMINAL | LF | 11500% |  | 0
| MBGF- DOWNSTREAM ANCHOR TERMINAL | LF | 21000% |  | 0
| SIGNAGE & STRIPING | LS | 1000000% | 220 | 11000
| SIGNAGE & STRIPING | LS | 500000% | 20 | 36000
| CONCRETE SIDEWALK | SY | 5000% |  | 0
| ADA RAMPS (DEVELOPER RESPONSIBILITY) | EA | 180000% |  | 0
| STREET NAME SIGNS (9in) | EA | 20000% |  | 0
| REGULATORY STREET SIGNS | EA | 26000% | 1 | 10000
| REGULATORY STREET SIGNS (LARGE) | LS | 2000000% |  | 0
| REGULATORY STREET SIGNS (SMALL) | LS | 1000000% |  | 0
| TEMPORARY TURN AROUND | LS | 1500000% |  | 1410750
| STREETSCAPE PLANTING (ASSUME BOTH SIDES OF COLLECTORS AT EVERY 50') | EA | 40000% |  | 0
| GRADING |  |  |  | 0
| STREET & LOT EXCAVATION | CY | 300% | 0 | 0
| STREET & LOT EMBANKMENT | CY | 200% | 0 | 0
| CLEARING/SITE PREP | Ac | 360000% | 37620 | 94050
| MOBILIZATION | EA | 7500000% | 22800 | 798000
| CONCRETE WASHOUT PIT | EA | 1500000% | 0 | 0
| CONSTRUCTION ENTRANCE/EXIT | EA | 1500000% | 14820 | 518700
| SILT FENCE | LF | 250% |  | 0
| ROCK BERMS | LF | 3500% |  | 0
| OVERAL CUT | CY | 0% |  | 0
| OVERALL FILL | CY | 0% |  | 269980
| RETAINING WALLS | FF | 3000% |  | 0
| DRAINAGE |  |  |  | 0
| DRAIN EXCAVATION | CY | 300% |  | 0
| DRAIN EMBANKMENT | CY | 400% |  | 0
| HAUL OFF | CY | 1200% |  | 0
| 5' CURB INLET | EA | 700000% |  | 0
| 10' CURB INLET | EA | 1560000% |  | 0
| 15' CURB INLET | EA | 1920000% | 2 | 51000
| 20' CURB INLET | EA | 2520000% |  | 0
| 25' CURB INLET | EA | 2550000% |  | 0
| 35' CURB INLET | EA | 3240000% | 40 | 7600
| 5" CONCRETE RIP RAP | SY | 15500% |  | 0
| 6" CONCRETE RIP RAP | SY | 19000% |  | 0
| 4'x4' CONCRETE JUNCTION BOX | EA | 600000% |  | 0
| 5'x5' CONCRETE JUNCTION BOX | EA | 700000% |  | 0
| 6'x6' CONCRETE JUNCTION BOX | EA | 1100000% |  | 0
| 13'x13' JUNCTION BOX | EA | 4291030% |  | 0
| 24" R.C.P. | LF | 9000% | 180 | 25200
| 30" R.C.P. | LF | 12500% |  | 0
| 36" R.C.P. | LF | 14000% |  | 0
| 42" RCP | LF | 16000% |  | 0
| 48" RCP | LF | 20000% |  | 0
| 54" R.C.P. | LF | 22000% |  | 0
| 60" R.C.P. | LF | 35000% |  | 0
| 3'X2' S.B.C. | LF | 40000% |  | 0
| 4'X3' S.B.C. | LF | 50000% |  | 0
| 5'X3' S.B.C. | LF | 52800% |  | 0
| 6'X3' S.B.C. | LF | 58000% | 1 | 2700
| 10 ~ 8'x8' SBC (122 LF) | LF | 910000% |  | 0
| CONCRETE STRUCTURE (BAFFLE BLOCKS) | CY | 270000% |  | 0
| CONCRETE STRUCTURE (HEADWALL) | LS | 2500000% |  | 0
| CONCRETE COLLARS | EA | 41500% |  | 0
| PIPE RAILING | LF | 8500% |  | 0
| REVEGATATION | SY | 300% |  | 0
| 4" TOP SOIL | SY | 300% |  | 0
| TURF REINFORCEMENT | SY | 1000% |  | 0
| HYDROTURF | SY | 9000% | 180 | 180
| SIDEWALK BOX DRAIN | EA | 1000000% |  | 0
| TRENCH EXCAVATION PROTECTION | LF | 100% | 30 | 3300
| ROCK RUBBLE (8"-12") | CY | 50000% | 1 | 180000
| ROCK GABION MATTRESS | SY | 11000% |  | 0
| DETENTION POND 1 | LS | 18000000% |  | 0
| DETENTION POND 2 | LS | 13000000% |  | 441430.1
| WATER QUALITY POND | LS | 15000000% | 6.8 | 374
| SANITARY SEWER |  |  | 2222.97 | 177837.6
| 8" SANITARY SEWER PIPE (6' - 10') | LF | 5500% | 816.74 | 58805.28
| 8" SANITARY SEWER PIPE (10' - 20') | LF | 8000% | 406.42 | 60963
| 8" SANITARY SEWER PIPE (10' - 14') | LF | 7200% |  | 0
| 8" SANITARY SEWER PIPE (14' - 22') | LF | 15000% |  | 0
| 12" SANITARY SEWER PIPE (0' - 6') | LF | 4800% |  | 0
| 12" SANITARY SEWER PIPE (6' - 10') | LF | 5600% |  | 0
| 12" SANITARY SEWER PIPE (10' - 14') | LF | 7300% |  | 0
| 12" SANITARY SEWER PIPE (15' - 20') | LF | 12000% |  | 0
| 15" SANITARY SEWER PIPE (0' - 10') | LF | 5500% |  | 0
| 15" SANITARY SEWER PIPE (10' - 14') | LF | 7300% |  | 0
| 15" SANITARY SEWER PIPE (14' - 18') | LF | 13500% |  | 0
| 15" SANITARY SEWER PIPE (18' - 22') | LF | 18000% |  | 0
| 18" SANITARY SEWER PIPE (14' - 18') | LF | 1000% |  | 0
| 30" BORE, JACK. ,OR TUNN., COMPLETE | LF | 90000% | 1 | 10000
| CONCRETE ENCASEMENT | LF | 5000% | 13 | 78000
| TIE IN TO EX. MH | LS | 1000000% | 1 | 7500
| STANDARD MANHOLES | EA | 600000% | 65 | 45500
| DROP MANHOLES | EA | 750000% | 0 | 0
| EXTRA DEPTH - MANHOLES | VF | 70000% |  | 0
| VERTICAL STACKS (ASSUMED 5' PER LOT) | VF | 9000% | 0 | 0
| 8"x6" WYES (CONCRETE SADDLE) | EA | 50000% | 0 | 0
| 8"x6" WYES | EA | 14000% |  | 0
| 6" SEWER LATERALS | LF | 4700% | 816.74 | 1633.48
| LATERAL CLEANOUT | EA | 110000% | 816.74 | 816.74
| TELEVISE SEWER MAIN | LF | 200% |  | 0
| TRENCH EXCAVATION PROTECTION | LF | 100% |  | 0
| 2"X4" LUMBER (PAINTED GREEN) | EA | 0% |  | 0
| PHASE I (232 LUE's) WATER FLEET SOLUTION | LS | 60000000% |  | 0
| PHASE II (527 LUE's) WASTE WATER TREATEMENT PLANT (200 GAL/LOT) | GAL | 3800% |  | 0
| PHASE III (1050 LUE's) WASTE WATER TREATMENT PLANT (200 GAL/LOT) | GAL | 2500% |  | 0
| PHASE IV (1430 LUE's) WASTE WATER TREATMENT PLANT (200 GAL/LOT) | GAL | 2000% |  | 0
| EXISTING STREET TRENCH & STREET REPAIR | LF | 25000% |  | 114037395
| TRAFFIC CONTROL FOR OPEN CUT SEWER TRENCH | LS | 750000% |  | 0
| WATER SYSTEM |  |  | 3760 | 210560
| 2" HDPE 200 PSI DR 11 | LF | 3000% | 12 | 37560
| 8" PVC CLASS 200 WATER MAIN | LF | 5600% |  | 0
| 8" GATE VALVE & BOX, COMPLETE | EA | 313000% |  | 0
| 12" PVC CLASS 235 WATER MAIN | LF | 11500% |  | 0
| 12" GATE VALVE & BOX, COMPLETE | EA | 500000% |  | 0
| 8" DUCTILE IRON PIPE | LF | 7100% |  | 0
| 12" DUCTILE IRON PIPE | LF | 9300% |  | 0
| OFFSITE STANDARD F.H. COMPLETE W/ VALVE | EA | 550000% |  | 0
| 16" PVC CLASS 235 WATER MAIN | LF | 16500% |  | 0
| 16" GATE VALVE & BOX, COMPLETE | EA | 1260000% |  | 0
| 24" PVC CLASS 235 WATER MAIN | LF | 15000% | 5 | 25000
| 24" BUTTERFLY VALVE, COMPLETE | EA | 1500000% | 8 | 14400
| STANDARD F.H. COMPLETE W/ VALVE | EA | 550000% | 1 | 2000
| CAST IRON FITTINGS | TON | 500000% | 4 | 8800
| 8"X2"TEMPORARY BLOWOFF | EA | 180000% | 1 | 4100
| 8"X2" PERMANENT BLOWOFF | EA | 200000% | 1 | 4500
| 12"X2" TEMPORARY BLOWOFF | EA | 190000% |  | 0
| 12X2" PERMANENT BLOWOFF | EA | 220000% |  | 0
| 16"X2"TEMPORARY BLOWOFF | EA | 410000% |  | 0
| 16"X2" PERMANENT BLOWOFF | EA | 450000% |  | 0
| 24"X2" TEMPORARY BLOWOFF | EA | 1500000% | 34 | 52700
| 24X2" PERMANENT BLOWOFF | EA | 1650000% | 80 | 72000
| 3/4" LONG SINGLE SERVICE | EA | 135000% |  | 0
| 3/4" SHORT SINGLE SERVICE | EA | 73000% |  | 0
| 1" DUAL LONG | EA | 155000% |  | 0
| 1" DUAL SHORT | EA | 90000% | 4 | 4
| 3/4" IRRIGATION SERVICE | EA | 90000% | 1 | 275
| 1" IRRIGATION SERVICE | EA | 135000% | 3760 | 37600000
| HYDROSTATIC TEST | EA | 314535% | 0 | 0
| TRENCH EXCAVATION PROTECTION | LF | 100% | 1 | 5496
| METER BOXES | EA | 27500% |  | 0
| TIE IN TO EX. 8" MAIN | LS | 500000% |  | 0
| TIE IN TO EX. 12" MAIN | LS | 1000000% |  | 0
| TIE IN TO EX. 16" MAIN | LS | 1250000% |  | 0
| CCSUD ACQUISITION & CONNECTION FEE | LS | 549600% | 200 | 76000000
| CCSUD INSPECTION FEE | LS | 1000000% |  | 0
| CONDUIT IRRIGATION CROSSING (2-4" PVC) | LF | 8000% |  | 0
| STORAGE TANK | EA | 175000000% |  | 0
| CCSUD ADDITIONAL PUMP CAPACITY | LS | 37800000% |  | 0
| CCSUD ELECTRICAL IMPROVEMENTS | LS | 38000000% |  | 0
| CCSUD 50% PRO RATA SHARE | LS | 63000000% |  | 219205
| CCSUD CONTINGENCY | EA | 50200000% | 3615 | 25305
| TRENCH EXCAVATION PROTECTION | LF | 100% |  | 0
| CONCRETE ENCASEMENT | LF | 12000% |  | 0
| 6" TOP SOIL | SY | 400% |  | 0
| TRAFFIC CONTROL | LS | 1000000% |  | 0
| CASCADE CAVERN |  |  | 840 | 176400
| DRIVEWAY - OPEN CUT/REPLACE | EA | 1000000% | 0 | 0
| 6" ASPHALT TREATED BASE | SY | 1200% | 7 | 17500
| 1.5" HMAC TYPE D | SY | 1200% |  | 750000
| 24" PVC CLASS 235 WATER MAIN | LF | 24000% | 1 | 500000
| 24" BUTTERFLY VALVE, COMPLETE | EA | 2410000% | 1 | 150000
| 24" AIR RELEASE VALVE | EA | 2450000% | 1 | 100000
| CAST IRON FITTINGS | TON | 500000% |  | 0
| TRENCH EXCAVATION PROTECTION | LF | 100% |  | 11830138.91
| DRAINAGE STRUCTURE REMOVE/REPLACE | EA | 2500000% | 118301389.1 | 11830138.91
| TRAFFIC CONTROL | LS | 5000000% |  | 0
JIM
| CLEARING | AC | 360000%
| 24" PVC CLASS 235 WATER MAIN | LF | 24000%
| 24" BUTTERFLY VALVE, COMPLETE | EA | 2410000%
| CAST IRON FITTINGS | TON | 500000%
| TRENCH EXCAVATION PROTECTION | LF | 100%
| CONCRETE ENCASEMENT | LF | 12000%
| REVEGATATION | SY | 400%
MASSEY
| CLEARING | AC | 360000%
| 24" PVC CLASS 235 WATER MAIN | LF | 24000%
| 24" BUTTERFLY VALVE, COMPLETE | EA | 2410000%
| 24" AIR RELEASE VALVE | EA | 2450000%
| TIE IN TO EX. 24" MAIN | LS | 2000000%
| CAST IRON FITTINGS | TON | 500000%
| TRENCH EXCAVATION PROTECTION | LF | 100%
| 8" ASPHALT TREATED BASE | SY | 1800%
| 2" HMAC TYPE D | SY | 1200%
| GATE REPLACEMENT | EA | 2000000%
| WATER BOOSTER STATION | EA | 350000000%
| TPDES | LS | 3000000%
| HYDROSTATIC TESTING | LS | 1000000%
ELECTRIC
| UNDERGROUND ELECTRIC SERVICE (MINOR) | LF | 700%
| UNDERGROUND ELECTRIC SERVICE (MAJOR) | LF | 2000%
| RISER POLES | EA | 270000%
| OVERHEAD EXTENSION | LS | 22500000%
| UNDERGROUND ELECTRIC SERVICE | LOT | 300000%
| CONDUIT PRIMARY (4~6" & 2~4" PVC BUNDLE W/SWEEPS) | LF | 21000%
| CONDUIT SECONDARY (2~6" & 2~4" PVC BUNDLE W/SWEEPS) | LF | 15000%
| STREET LIGHTS | EA | 250000%
OFFSITE MITIGATIONS
| TRAFFIC SIGNAL | LS | 50000000%
| LEFT TURN LANE | EA | 15000000%
| RIGHT TURN LANE | EA | 10000000%
| WATSON LANE IMPROVEMENTS | LS | 50000000%
CONTINGENCY
| CONTINGENCY | % | 10%
| CONTINGENCY | % | 5%
GRAND TOTAL

## Unit 7 (hidden)
#REF!
STAGE | #REF!
PROJECT | #REF!
PROJECT NO. | #REF!
PREPARED BY | #REF! | DATE |  | #REF! |  | 2022-06-03
CHECKED BY | #REF! | REVISED DATE |  | #REF!
COST DETAIL
| #REF! |  |  | Lot Count | #REF!
- | Description/Contractor | UOM | Price/Unit | #Units | Total
MUNICIPAL FEES
| CIBOLO CONSTRUCTION PLAN REVIEW FEES | LS | 950000%
| CIBOLO FINAL PLAT FEES | LS | 825000%
| GUADALUPE COUNTY MAJOR PLAT FEES (BASE FEE) | UNIT | 300000%
| GUADALUPE COUNTY MAJOR PLAT FEES (RESIDENTIAL) | LOT | 10000% | 1 | 100
| GUADALUPE COUNTY FLOOD STUDY REVIEW FEE | LS | 50000%
| GUADALUPE COUNTY ROAD CONSTRUCTION REVIEW FEE | LS | 50000% | 1 | 500
| GUADALUPE COUNTY RECORDING FEE (ASSUUMED 3 PAGES) | LS | 42000%
| GVSUD WATER IMPACT FEES | LOT | 639000% | 1 | 6390
| GVSUD SEWER IMPACT FEES | LOT | 954000% |  | 0
| TCEQ TPDES FEE | LS | 32500% | 1 | 325
| CoSA TREE PLAN REVIEW & INSPECTION FEES | LS | 225000% | 0 | 0
| CoSA DETENTION FEE-IN-LIEU | SF | 15%
| CoSA MDP FEES | LS | 300000% | 0 | 0
| MEDINA COUNTY PLAT RECORDING FEES (ASSUMED 3 PGS.) | UNIT | 6300% | 0 | 0
| SAWS WATER IMPACT FEES | LOT | 490800% | 1 | 4908
| SAWS SEWER IMPACT FEES | LOT | 208300% | 0 | 0
|  | LS | 104150% |  | 0
|  | LS | 32500% | 0 | 100
|  | SF | 500% | 1 | 5
|  |  |  | 1 | 0
0
|  |  |  | 0 | 0
0
| TCEQ TPDES FEE | LS | 32500% |  | 0
| ENGINEERING |  |  |  | 0
| SURVEYING - CAT 1A BOUNDARY SURVEY | LS | 2400000% | 0 | 0
| SURVEYING - TOPO | LS | 2200000% |  | 0
| ENVIRONMENTAL - ENVIRONMENTAL/HISTORICAL REPORTS | LS | 1500000% |  | 0
| GEOTECHNICAL - STREET & FOUNDATION | LS | 1000000% | 0 | 0
| ENGINEERING FEES - DESIGN & PLATTING | FF | 6000% | 0 | 0
| ENGINEERING FEES - TURN LANES | % | 10% | 0 | 0
| ENGINEERING FEES - CONSTRUCTION ADMINISTRATION | LOT | 75000% |  | 0
| STORMWATER MANAGEMENT PLAN | LS | 1500000% |  | 1868386.6
| CONSTRUCTION MATERIAL TESTING | LS | 1200000% |  | 0
| STREETS |  |  | 1 | 75000
| REMOVE EXISTING IMPROVEMENTS | LS | 1000000% | 8.75 | 31500
| MOBILIZATION | EA | 7500000% | 1 | 0
| CLEARING | AC | 360000% |  | 0
| TREE PROTECTION | EA | 0% |  | 0
| CONCRETE WASHOUT PIT | EA | 100000% | 1 | 0
| CONSTRUCTION ENTRANCE/EXIT | EA | 350000% |  | 0
| STAGING | EA | 0% |  | 0
| SILT FENCE | LF | 281% |  | 0
| ROCK BERM | LF | 3621% |  | 0
| INLET PROTECTION | LF | 1187% |  | 0
| OPEN SPACE REVEGETATION | SY | 0% | 1 | 15000
| TPDES | LS | 800000% | 36091 | 613547
| TPDES (LARGE) | LS | 1500000% | 7794 | 31176
| UNIT/STREET EXCAVATION | CY | 1700% |  | 0
| UNIT/STREET EMBANKMENT | CY | 400% |  | 0
| IMPORT FILL | CY | 1500% | 0 | 0
| HAUL OFF | CY | 600% | 28297 | 84891
| IMPORT FILL FROM FUTURE UNIT | CY | 300% | 10300 | 123600
| HAUL OFF TO FUTURE UNIT | CY | 300% | 10300 | 154500
| 2" ASPHALT (SECONDARY ACCESS) | SY | 1200% | 7963 | 95556
| 8" FLEX. BASE (SECONDARY ACCESS) | SY | 1500% | 7963 | 167223
| 2" ASPHALT (70' ROW) | SY | 1200% | 0 | 0
| 10" FLEX. BASE (70' ROW) | SY | 2100% | 0 | 0
| 3" X 5" BULL ROCK | SY | 1900% |  | 0
| 3" ASPHALT (70' ROW) | SY | 1600% |  | 0
| 19.5" FLEX. BASE (70' ROW) | SY | 2600% | 3652.6 | 14610.4
| 10" ASPHALT TREATED BASE (ATB) | SY | 15000% | 1826.3 | 7305.2
| PRIME COAT | GAL | 400% | 18263 | 109578
| TACK COAT | GAL | 400% | 0 | 0
| 6" LIME TREATED SUBGRADE | SY | 600% | 293 | 64460
| 8" LIME TREATED SUBGRADE | SY | 800% | 10080 | 131040
| LIME (42LB/SY) | TON | 22000% | 156 | 7020
| CONCRETE CURB & GUTTER | LF | 1300% | 132 | 1980
| HEADER CURB & GUARD POSTS | LF | 4500% |  | 0
| HEADER CURB | LF | 1500% |  | 0
| SAWCUT AND MATCH EXISTING ASPHALT | LS | 2000000% |  | 0
| 4 INCH WIDE WHITE LINE | LF | 300% |  | 0
| 4 INCH WIDE YELLOW LINE (BROKEN ) | LF | 400% |  | 0
| 4 INCH WIDE YELLOW LINE(SOLID) | LF | 600% |  | 0
| 4 INCH WIDE YELLOW LINE (DOUBLE) | LF | 1000% |  | 0
| 24 INCH WHITE STOP LINE | LF | 1700% |  | 0
| 8 INCH WIDE WHITE LINE (SOLID) | LF | 800% |  | 0
| 12 INCH WIDE WHITE LINE (SOLID) | LF | 1000% |  | 0
| 4 INCH (SOLID) & 4 INCH WIDE (BROKEN) YELLOW LINE | LF | 1000% |  | 0
| 24 INCH WHITE PAVEMENT CROSSWALK STRIPING | LF | 2300% |  | 0
| MEDIAN NOSE YELLOW | EA | 120000% |  | 0
| WORD "ONLY" | WORD | 25000% |  | 0
| COMBINATION THRU/RIGHT WHITE ARROW | EA | 50000% |  | 0
| RIGHT WHITE ARROW | EA | 20000% |  | 0
| LEFT WHITE ARROW | EA | 20000% |  | 0
| PAVEMENT MARKER (TYPE II A-A) | EA | 2300% |  | 0
| BLUE PAVEMENT MARKER | EA | 2300% |  | 0
| METAL BEAM GUARD FENCE | LF | 13000% |  | 0
| MBGF- SINGLE GUARD RAIL TERMINAL | LF | 11500% |  | 0
| MBGF- DOWNSTREAM ANCHOR TERMINAL | LF | 21000% |  | 0
| SIGNAGE & STRIPING | LS | 1000000% | 1460 | 73000
| SIGNAGE & STRIPING | LS | 500000% | 23 | 41400
| CONCRETE SIDEWALK | SY | 5000% |  | 0
| ADA RAMPS (DEVELOPER RESPONSIBILITY) | EA | 180000% |  | 0
| STREET NAME SIGNS (9in) | EA | 20000% |  | 0
| REGULATORY STREET SIGNS | EA | 26000% | 1 | 10000
| REGULATORY STREET SIGNS (LARGE) | LS | 2000000% |  | 0
| REGULATORY STREET SIGNS (SMALL) | LS | 1000000% | 40 | 16000
| TEMPORARY TURN AROUND | LS | 1500000% |  | 1596375
| STREETSCAPE PLANTING (ASSUME BOTH SIDES OF COLLECTORS AT EVERY 50') | EA | 40000% |  | 0
| GRADING |  |  |  | 0
| STREET & LOT EXCAVATION | CY | 300% | 0 | 0
| STREET & LOT EMBANKMENT | CY | 200% | 0 | 0
| CLEARING/SITE PREP | Ac | 360000% | 42570 | 106425
| MOBILIZATION | EA | 7500000% | 25800 | 903000
| CONCRETE WASHOUT PIT | EA | 1500000% | 0 | 0
| CONSTRUCTION ENTRANCE/EXIT | EA | 1500000% | 16770 | 586950
| SILT FENCE | LF | 250% |  | 0
| ROCK BERMS | LF | 3500% |  | 0
| OVERAL CUT | CY | 0% |  | 0
| OVERALL FILL | CY | 0% |  | 182440
| RETAINING WALLS | FF | 3000% |  | 0
| DRAINAGE |  |  |  | 0
| DRAIN EXCAVATION | CY | 300% |  | 0
| DRAIN EMBANKMENT | CY | 400% |  | 0
| HAUL OFF | CY | 1200% |  | 0
| 5' CURB INLET | EA | 700000% |  | 0
| 10' CURB INLET | EA | 1560000% |  | 0
| 15' CURB INLET | EA | 1920000% | 3 | 76500
| 20' CURB INLET | EA | 2520000% |  | 0
| 25' CURB INLET | EA | 2550000% |  | 0
| 35' CURB INLET | EA | 3240000% | 40 | 7600
| 5" CONCRETE RIP RAP | SY | 15500% |  | 0
| 6" CONCRETE RIP RAP | SY | 19000% | 3 | 21000
| 4'x4' CONCRETE JUNCTION BOX | EA | 600000% |  | 0
| 5'x5' CONCRETE JUNCTION BOX | EA | 700000% |  | 0
| 6'x6' CONCRETE JUNCTION BOX | EA | 1100000% |  | 0
| 13'x13' JUNCTION BOX | EA | 4291030% | 30 | 3750
| 24" R.C.P. | LF | 9000% | 460 | 64400
| 30" R.C.P. | LF | 12500% |  | 0
| 36" R.C.P. | LF | 14000% |  | 0
| 42" RCP | LF | 16000% |  | 0
| 48" RCP | LF | 20000% |  | 0
| 54" R.C.P. | LF | 22000% |  | 0
| 60" R.C.P. | LF | 35000% |  | 0
| 3'X2' S.B.C. | LF | 40000% |  | 0
| 4'X3' S.B.C. | LF | 50000% |  | 0
| 5'X3' S.B.C. | LF | 52800% |  | 0
| 6'X3' S.B.C. | LF | 58000% | 2 | 5400
| 10 ~ 8'x8' SBC (122 LF) | LF | 910000% |  | 0
| CONCRETE STRUCTURE (BAFFLE BLOCKS) | CY | 270000% |  | 0
| CONCRETE STRUCTURE (HEADWALL) | LS | 2500000% |  | 0
| CONCRETE COLLARS | EA | 41500% |  | 0
| PIPE RAILING | LF | 8500% |  | 0
| REVEGATATION | SY | 300% |  | 0
| 4" TOP SOIL | SY | 300% |  | 0
| TURF REINFORCEMENT | SY | 1000% |  | 0
| HYDROTURF | SY | 9000% | 490 | 490
| SIDEWALK BOX DRAIN | EA | 1000000% |  | 0
| TRENCH EXCAVATION PROTECTION | LF | 100% | 30 | 3300
| ROCK RUBBLE (8"-12") | CY | 50000% |  | 0
| ROCK GABION MATTRESS | SY | 11000% |  | 0
| DETENTION POND 1 | LS | 18000000% |  | 0
| DETENTION POND 2 | LS | 13000000% |  | 827147.85
| WATER QUALITY POND | LS | 15000000% | 51.5 | 2832.5
| SANITARY SEWER |  |  | 2268.14 | 181451.2
| 8" SANITARY SEWER PIPE (6' - 10') | LF | 5500% | 1876.07 | 135077.04
| 8" SANITARY SEWER PIPE (10' - 20') | LF | 8000% | 778.71 | 116806.5
| 8" SANITARY SEWER PIPE (10' - 14') | LF | 7200% |  | 0
| 8" SANITARY SEWER PIPE (14' - 22') | LF | 15000% |  | 0
| 12" SANITARY SEWER PIPE (0' - 6') | LF | 4800% | 340.1 | 24827.3
| 12" SANITARY SEWER PIPE (6' - 10') | LF | 5600% | 787.54 | 94504.8
| 12" SANITARY SEWER PIPE (10' - 14') | LF | 7300% |  | 0
| 12" SANITARY SEWER PIPE (15' - 20') | LF | 12000% |  | 0
| 15" SANITARY SEWER PIPE (0' - 10') | LF | 5500% |  | 0
| 15" SANITARY SEWER PIPE (10' - 14') | LF | 7300% |  | 0
| 15" SANITARY SEWER PIPE (14' - 18') | LF | 13500% |  | 0
| 15" SANITARY SEWER PIPE (18' - 22') | LF | 18000% |  | 0
| 18" SANITARY SEWER PIPE (14' - 18') | LF | 1000% |  | 0
| 30" BORE, JACK. ,OR TUNN., COMPLETE | LF | 90000% | 2 | 20000
| CONCRETE ENCASEMENT | LF | 5000% | 25 | 150000
| TIE IN TO EX. MH | LS | 1000000% | 1 | 7500
| STANDARD MANHOLES | EA | 600000% | 125 | 87500
| DROP MANHOLES | EA | 750000% | 0 | 0
| EXTRA DEPTH - MANHOLES | VF | 70000% |  | 0
| VERTICAL STACKS (ASSUMED 5' PER LOT) | VF | 9000% | 0 | 0
| 8"x6" WYES (CONCRETE SADDLE) | EA | 50000% | 0 | 0
| 8"x6" WYES | EA | 14000% |  | 0
| 6" SEWER LATERALS | LF | 4700% | 2216.17 | 4432.34
| LATERAL CLEANOUT | EA | 110000% | 2216.17 | 2216.17
| TELEVISE SEWER MAIN | LF | 200% |  | 0
| TRENCH EXCAVATION PROTECTION | LF | 100% |  | 0
| 2"X4" LUMBER (PAINTED GREEN) | EA | 0% |  | 0
| PHASE I (232 LUE's) WATER FLEET SOLUTION | LS | 60000000% |  | 0
| PHASE II (527 LUE's) WASTE WATER TREATEMENT PLANT (200 GAL/LOT) | GAL | 3800% |  | 0
| PHASE III (1050 LUE's) WASTE WATER TREATMENT PLANT (200 GAL/LOT) | GAL | 2500% |  | 0
| PHASE IV (1430 LUE's) WASTE WATER TREATMENT PLANT (200 GAL/LOT) | GAL | 2000% |  | 0
| EXISTING STREET TRENCH & STREET REPAIR | LF | 25000% |  | 93462378
| TRAFFIC CONTROL FOR OPEN CUT SEWER TRENCH | LS | 750000% |  | 0
| WATER SYSTEM |  |  | 4405 | 246680
| 2" HDPE 200 PSI DR 11 | LF | 3000% | 15 | 46950
| 8" PVC CLASS 200 WATER MAIN | LF | 5600% | 1075 | 123625
| 8" GATE VALVE & BOX, COMPLETE | EA | 313000% | 3 | 15000
| 12" PVC CLASS 235 WATER MAIN | LF | 11500% |  | 0
| 12" GATE VALVE & BOX, COMPLETE | EA | 500000% |  | 0
| 8" DUCTILE IRON PIPE | LF | 7100% |  | 0
| 12" DUCTILE IRON PIPE | LF | 9300% |  | 0
| OFFSITE STANDARD F.H. COMPLETE W/ VALVE | EA | 550000% |  | 0
| 16" PVC CLASS 235 WATER MAIN | LF | 16500% |  | 0
| 16" GATE VALVE & BOX, COMPLETE | EA | 1260000% |  | 0
| 24" PVC CLASS 235 WATER MAIN | LF | 15000% | 6 | 30000
| 24" BUTTERFLY VALVE, COMPLETE | EA | 1500000% | 11 | 19800
| STANDARD F.H. COMPLETE W/ VALVE | EA | 550000% |  | 0
| CAST IRON FITTINGS | TON | 500000% | 6 | 13200
| 8"X2"TEMPORARY BLOWOFF | EA | 180000% | 1 | 4100
| 8"X2" PERMANENT BLOWOFF | EA | 200000% | 1 | 4500
| 12"X2" TEMPORARY BLOWOFF | EA | 190000% |  | 0
| 12X2" PERMANENT BLOWOFF | EA | 220000% |  | 0
| 16"X2"TEMPORARY BLOWOFF | EA | 410000% |  | 0
| 16"X2" PERMANENT BLOWOFF | EA | 450000% |  | 0
| 24"X2" TEMPORARY BLOWOFF | EA | 1500000% | 41 | 63550
| 24X2" PERMANENT BLOWOFF | EA | 1650000% | 88 | 79200
| 3/4" LONG SINGLE SERVICE | EA | 135000% |  | 0
| 3/4" SHORT SINGLE SERVICE | EA | 73000% |  | 0
| 1" DUAL LONG | EA | 155000% |  | 0
| 1" DUAL SHORT | EA | 90000% | 2 | 2
| 3/4" IRRIGATION SERVICE | EA | 90000% | 1 | 275
| 1" IRRIGATION SERVICE | EA | 135000% | 5480 | 54800000
| HYDROSTATIC TEST | EA | 314535% | 0 | 0
| TRENCH EXCAVATION PROTECTION | LF | 100% | 1 | 5496
| METER BOXES | EA | 27500% | 1 | 10000
| TIE IN TO EX. 8" MAIN | LS | 500000% |  | 0
| TIE IN TO EX. 12" MAIN | LS | 1000000% |  | 0
| TIE IN TO EX. 16" MAIN | LS | 1250000% |  | 0
| CCSUD ACQUISITION & CONNECTION FEE | LS | 549600% | 100 | 38000000
| CCSUD INSPECTION FEE | LS | 1000000% |  | 0
| CONDUIT IRRIGATION CROSSING (2-4" PVC) | LF | 8000% |  | 0
| STORAGE TANK | EA | 175000000% |  | 0
| CCSUD ADDITIONAL PUMP CAPACITY | LS | 37800000% |  | 0
| CCSUD ELECTRICAL IMPROVEMENTS | LS | 38000000% |  | 0
| CCSUD 50% PRO RATA SHARE | LS | 63000000% |  | 246880
| CCSUD CONTINGENCY | EA | 50200000% | 4240 | 29680
| TRENCH EXCAVATION PROTECTION | LF | 100% | 1165 | 23300
| CONCRETE ENCASEMENT | LF | 12000% |  | 0
| 6" TOP SOIL | SY | 400% |  | 0
| TRAFFIC CONTROL | LS | 1000000% |  | 0
| CASCADE CAVERN |  |  | 840 | 176400
| DRIVEWAY - OPEN CUT/REPLACE | EA | 1000000% | 0 | 0
| 6" ASPHALT TREATED BASE | SY | 1200% | 7 | 17500
| 1.5" HMAC TYPE D | SY | 1200% |  | 0
| 24" PVC CLASS 235 WATER MAIN | LF | 24000% |  | 0
| 24" BUTTERFLY VALVE, COMPLETE | EA | 2410000% |  | 0
| 24" AIR RELEASE VALVE | EA | 2450000% |  | 0
| CAST IRON FITTINGS | TON | 500000% |  | 0
| TRENCH EXCAVATION PROTECTION | LF | 100% |  | 9793672.745
| DRAINAGE STRUCTURE REMOVE/REPLACE | EA | 2500000% | 97936727.45 | 9793672.745
| TRAFFIC CONTROL | LS | 5000000% |  | 0
JIM
| CLEARING | AC | 360000%
| 24" PVC CLASS 235 WATER MAIN | LF | 24000%
| 24" BUTTERFLY VALVE, COMPLETE | EA | 2410000%
| CAST IRON FITTINGS | TON | 500000%
| TRENCH EXCAVATION PROTECTION | LF | 100%
| CONCRETE ENCASEMENT | LF | 12000%
| REVEGATATION | SY | 400%
MASSEY
| CLEARING | AC | 360000%
| 24" PVC CLASS 235 WATER MAIN | LF | 24000%
| 24" BUTTERFLY VALVE, COMPLETE | EA | 2410000%
| 24" AIR RELEASE VALVE | EA | 2450000%
| TIE IN TO EX. 24" MAIN | LS | 2000000%
| CAST IRON FITTINGS | TON | 500000%
| TRENCH EXCAVATION PROTECTION | LF | 100%
| 8" ASPHALT TREATED BASE | SY | 1800%
| 2" HMAC TYPE D | SY | 1200%
| GATE REPLACEMENT | EA | 2000000%
| WATER BOOSTER STATION | EA | 350000000%
| TPDES | LS | 3000000%
| HYDROSTATIC TESTING | LS | 1000000%
ELECTRIC
| UNDERGROUND ELECTRIC SERVICE (MINOR) | LF | 700%
| UNDERGROUND ELECTRIC SERVICE (MAJOR) | LF | 2000%
| RISER POLES | EA | 270000%
| OVERHEAD EXTENSION | LS | 22500000%
| UNDERGROUND ELECTRIC SERVICE | LOT | 300000%
| CONDUIT PRIMARY (4~6" & 2~4" PVC BUNDLE W/SWEEPS) | LF | 21000%
| CONDUIT SECONDARY (2~6" & 2~4" PVC BUNDLE W/SWEEPS) | LF | 15000%
| STREET LIGHTS | EA | 250000%
OFFSITE MITIGATIONS
| TRAFFIC SIGNAL | LS | 50000000%
| LEFT TURN LANE | EA | 15000000%
| RIGHT TURN LANE | EA | 10000000%
| WATSON LANE IMPROVEMENTS | LS | 50000000%
CONTINGENCY
| CONTINGENCY | % | 10%
| CONTINGENCY | % | 5%
GRAND TOTAL

## Unit 8 (hidden)
#REF!
STAGE | #REF!
PROJECT | #REF!
PROJECT NO. | #REF!
PREPARED BY | #REF! | DATE |  | #REF! |  | 2022-06-03
CHECKED BY | #REF! | REVISED DATE |  | #REF!
COST DETAIL
| #REF! |  |  | Lot Count | #REF!
- | Description/Contractor | UOM | Price/Unit | #Units | Total
MUNICIPAL FEES
| CIBOLO CONSTRUCTION PLAN REVIEW FEES | LS | 950000%
| CIBOLO FINAL PLAT FEES | LS | 825000%
| GUADALUPE COUNTY MAJOR PLAT FEES (BASE FEE) | UNIT | 300000%
| GUADALUPE COUNTY MAJOR PLAT FEES (RESIDENTIAL) | LOT | 10000% | 1 | 100
| GUADALUPE COUNTY FLOOD STUDY REVIEW FEE | LS | 50000%
| GUADALUPE COUNTY ROAD CONSTRUCTION REVIEW FEE | LS | 50000% | 1 | 500
| GUADALUPE COUNTY RECORDING FEE (ASSUUMED 3 PAGES) | LS | 42000%
| GVSUD WATER IMPACT FEES | LOT | 639000% | 1 | 6390
| GVSUD SEWER IMPACT FEES | LOT | 954000% |  | 0
| TCEQ TPDES FEE | LS | 32500% | 1 | 325
| CoSA TREE PLAN REVIEW & INSPECTION FEES | LS | 225000%
| CoSA DETENTION FEE-IN-LIEU | SF | 15%
| CoSA MDP FEES | LS | 300000%
| MEDINA COUNTY PLAT RECORDING FEES (ASSUMED 3 PGS.) | UNIT | 6300%
| SAWS WATER IMPACT FEES | LOT | 490800% | 1 | 4908
| SAWS SEWER IMPACT FEES | LOT | 208300%
|  | LS | 104150% |  | 0
|  | LS | 32500%
|  | SF | 500% | 1 | 5
|  |  |  | 1 | 0
0
0
| TCEQ TPDES FEE | LS | 32500% |  | 0
ENGINEERING
| SURVEYING - CAT 1A BOUNDARY SURVEY | LS | 2400000%
| SURVEYING - TOPO | LS | 2200000% |  | 0
| ENVIRONMENTAL - ENVIRONMENTAL/HISTORICAL REPORTS | LS | 1500000% |  | 0
| GEOTECHNICAL - STREET & FOUNDATION | LS | 1000000% | 0 | 0
| ENGINEERING FEES - DESIGN & PLATTING | FF | 6000% | 0 | 0
| ENGINEERING FEES - TURN LANES | % | 10% | 0 | 0
| ENGINEERING FEES - CONSTRUCTION ADMINISTRATION | LOT | 75000% |  | 0
| STORMWATER MANAGEMENT PLAN | LS | 1500000% |  | 1264634
| CONSTRUCTION MATERIAL TESTING | LS | 1200000% |  | 0
| STREETS |  |  | 1 | 75000
| REMOVE EXISTING IMPROVEMENTS | LS | 1000000% | 15.55 | 55980
| MOBILIZATION | EA | 7500000% | 1 | 0
| CLEARING | AC | 360000% |  | 0
| TREE PROTECTION | EA | 0% |  | 0
| CONCRETE WASHOUT PIT | EA | 100000% | 1 | 0
| CONSTRUCTION ENTRANCE/EXIT | EA | 350000% |  | 0
| STAGING | EA | 0% |  | 0
| SILT FENCE | LF | 281% |  | 0
| ROCK BERM | LF | 3621% |  | 0
| INLET PROTECTION | LF | 1187% |  | 0
| OPEN SPACE REVEGETATION | SY | 0% | 1 | 15000
| TPDES | LS | 800000% | 6990 | 118830
| TPDES (LARGE) | LS | 1500000% | 11472 | 45888
| UNIT/STREET EXCAVATION | CY | 1700% |  | 0
| UNIT/STREET EMBANKMENT | CY | 400% |  | 0
| IMPORT FILL | CY | 1500% | 4482 | 13446
| HAUL OFF | CY | 600% | 0 | 0
| IMPORT FILL FROM FUTURE UNIT | CY | 300% | 10895 | 130740
| HAUL OFF TO FUTURE UNIT | CY | 300% | 10895 | 163425
| 2" ASPHALT (SECONDARY ACCESS) | SY | 1200% | 6155 | 73860
| 8" FLEX. BASE (SECONDARY ACCESS) | SY | 1500% | 6155 | 129255
| 2" ASPHALT (70' ROW) | SY | 1200% |  | 0
| 10" FLEX. BASE (70' ROW) | SY | 2100% | 0 | 0
| 3" X 5" BULL ROCK | SY | 1900% |  | 0
| 3" ASPHALT (70' ROW) | SY | 1600% |  | 0
| 19.5" FLEX. BASE (70' ROW) | SY | 2600% | 3410 | 13640
| 10" ASPHALT TREATED BASE (ATB) | SY | 15000% | 1705 | 6820
| PRIME COAT | GAL | 400% | 17050 | 102300
| TACK COAT | GAL | 400% | 0 | 0
| 6" LIME TREATED SUBGRADE | SY | 600% | 273 | 60060
| 8" LIME TREATED SUBGRADE | SY | 800% | 9400 | 122200
| LIME (42LB/SY) | TON | 22000% | 96 | 4320
| CONCRETE CURB & GUTTER | LF | 1300% | 38 | 570
| HEADER CURB & GUARD POSTS | LF | 4500% |  | 0
| HEADER CURB | LF | 1500% |  | 0
| SAWCUT AND MATCH EXISTING ASPHALT | LS | 2000000% |  | 0
| 4 INCH WIDE WHITE LINE | LF | 300% |  | 0
| 4 INCH WIDE YELLOW LINE (BROKEN ) | LF | 400% |  | 0
| 4 INCH WIDE YELLOW LINE(SOLID) | LF | 600% |  | 0
| 4 INCH WIDE YELLOW LINE (DOUBLE) | LF | 1000% |  | 0
| 24 INCH WHITE STOP LINE | LF | 1700% |  | 0
| 8 INCH WIDE WHITE LINE (SOLID) | LF | 800% |  | 0
| 12 INCH WIDE WHITE LINE (SOLID) | LF | 1000% |  | 0
| 4 INCH (SOLID) & 4 INCH WIDE (BROKEN) YELLOW LINE | LF | 1000% |  | 0
| 24 INCH WHITE PAVEMENT CROSSWALK STRIPING | LF | 2300% |  | 0
| MEDIAN NOSE YELLOW | EA | 120000% |  | 0
| WORD "ONLY" | WORD | 25000% |  | 0
| COMBINATION THRU/RIGHT WHITE ARROW | EA | 50000% |  | 0
| RIGHT WHITE ARROW | EA | 20000% |  | 0
| LEFT WHITE ARROW | EA | 20000% |  | 0
| PAVEMENT MARKER (TYPE II A-A) | EA | 2300% |  | 0
| BLUE PAVEMENT MARKER | EA | 2300% |  | 0
| METAL BEAM GUARD FENCE | LF | 13000% |  | 0
| MBGF- SINGLE GUARD RAIL TERMINAL | LF | 11500% |  | 0
| MBGF- DOWNSTREAM ANCHOR TERMINAL | LF | 21000% |  | 0
| SIGNAGE & STRIPING | LS | 1000000% | 1290 | 64500
| SIGNAGE & STRIPING | LS | 500000% | 16 | 28800
| CONCRETE SIDEWALK | SY | 5000% |  | 0
| ADA RAMPS (DEVELOPER RESPONSIBILITY) | EA | 180000% |  | 0
| STREET NAME SIGNS (9in) | EA | 20000% |  | 0
| REGULATORY STREET SIGNS | EA | 26000% | 1 | 10000
| REGULATORY STREET SIGNS (LARGE) | LS | 2000000% | 2 | 30000
| REGULATORY STREET SIGNS (SMALL) | LS | 1000000% |  | 0
| TEMPORARY TURN AROUND | LS | 1500000% |  | 1450500
| STREETSCAPE PLANTING (ASSUME BOTH SIDES OF COLLECTORS AT EVERY 50') | EA | 40000% |  | 0
| GRADING |  |  |  | 0
| STREET & LOT EXCAVATION | CY | 300% | 0 | 0
| STREET & LOT EMBANKMENT | CY | 200% | 0 | 0
| CLEARING/SITE PREP | Ac | 360000% | 38280 | 95700
| MOBILIZATION | EA | 7500000% | 23200 | 812000
| CONCRETE WASHOUT PIT | EA | 1500000% | 0 | 0
| CONSTRUCTION ENTRANCE/EXIT | EA | 1500000% | 15080 | 527800
| SILT FENCE | LF | 250% |  | 0
| ROCK BERMS | LF | 3500% |  | 0
| OVERAL CUT | CY | 0% | 500 | 15000
| OVERALL FILL | CY | 0% |  | 815340
| RETAINING WALLS | FF | 3000% | 290 | 870
| DRAINAGE |  |  |  | 0
| DRAIN EXCAVATION | CY | 300% |  | 0
| DRAIN EMBANKMENT | CY | 400% |  | 0
| HAUL OFF | CY | 1200% |  | 0
| 5' CURB INLET | EA | 700000% | 1 | 19200
| 10' CURB INLET | EA | 1560000% | 1 | 25200
| 15' CURB INLET | EA | 1920000% | 3 | 76500
| 20' CURB INLET | EA | 2520000% |  | 0
| 25' CURB INLET | EA | 2550000% |  | 0
| 35' CURB INLET | EA | 3240000% | 80 | 15200
| 5" CONCRETE RIP RAP | SY | 15500% |  | 0
| 6" CONCRETE RIP RAP | SY | 19000% |  | 0
| 4'x4' CONCRETE JUNCTION BOX | EA | 600000% |  | 0
| 5'x5' CONCRETE JUNCTION BOX | EA | 700000% |  | 0
| 6'x6' CONCRETE JUNCTION BOX | EA | 1100000% | 150 | 13500
| 13'x13' JUNCTION BOX | EA | 4291030% | 60 | 7500
| 24" R.C.P. | LF | 9000% | 70 | 9800
| 30" R.C.P. | LF | 12500% |  | 0
| 36" R.C.P. | LF | 14000% |  | 0
| 42" RCP | LF | 16000% |  | 0
| 48" RCP | LF | 20000% |  | 0
| 54" R.C.P. | LF | 22000% |  | 0
| 60" R.C.P. | LF | 35000% |  | 0
| 3'X2' S.B.C. | LF | 40000% | 225 | 118800
| 4'X3' S.B.C. | LF | 50000% |  | 0
| 5'X3' S.B.C. | LF | 52800% |  | 0
| 6'X3' S.B.C. | LF | 58000% | 2.5 | 6750
| 10 ~ 8'x8' SBC (122 LF) | LF | 910000% |  | 0
| CONCRETE STRUCTURE (BAFFLE BLOCKS) | CY | 270000% |  | 0
| CONCRETE STRUCTURE (HEADWALL) | LS | 2500000% | 100 | 8500
| CONCRETE COLLARS | EA | 41500% | 465 | 1395
| PIPE RAILING | LF | 8500% | 465 | 1395
| REVEGATATION | SY | 300% |  | 0
| 4" TOP SOIL | SY | 300% |  | 0
| TURF REINFORCEMENT | SY | 1000% | 1 | 10000
| HYDROTURF | SY | 9000% | 280 | 280
| SIDEWALK BOX DRAIN | EA | 1000000% |  | 0
| TRENCH EXCAVATION PROTECTION | LF | 100% | 95 | 10450
| ROCK RUBBLE (8"-12") | CY | 50000% | 2 | 360000
| ROCK GABION MATTRESS | SY | 11000% | 1 | 130000
| DETENTION POND 1 | LS | 18000000% |  | 0
| DETENTION POND 2 | LS | 13000000%
| WATER QUALITY POND | LS | 15000000% |  | 0
| SANITARY SEWER |  |  | 1054.4 | 84352
| 8" SANITARY SEWER PIPE (6' - 10') | LF | 5500% | 407.16 | 29315.52
| 8" SANITARY SEWER PIPE (10' - 20') | LF | 8000% | 2885.2 | 432780
| 8" SANITARY SEWER PIPE (10' - 14') | LF | 7200% |  | 0
| 8" SANITARY SEWER PIPE (14' - 22') | LF | 15000% |  | 0
| 12" SANITARY SEWER PIPE (0' - 6') | LF | 4800% |  | 0
| 12" SANITARY SEWER PIPE (6' - 10') | LF | 5600% |  | 0
| 12" SANITARY SEWER PIPE (10' - 14') | LF | 7300% |  | 0
| 12" SANITARY SEWER PIPE (15' - 20') | LF | 12000% |  | 0
| 15" SANITARY SEWER PIPE (0' - 10') | LF | 5500% |  | 0
| 15" SANITARY SEWER PIPE (10' - 14') | LF | 7300% |  | 0
| 15" SANITARY SEWER PIPE (14' - 18') | LF | 13500% |  | 0
| 15" SANITARY SEWER PIPE (18' - 22') | LF | 18000% |  | 0
| 18" SANITARY SEWER PIPE (14' - 18') | LF | 1000% |  | 0
| 30" BORE, JACK. ,OR TUNN., COMPLETE | LF | 90000% | 2 | 20000
| CONCRETE ENCASEMENT | LF | 5000% | 17 | 102000
| TIE IN TO EX. MH | LS | 1000000% | 1 | 7500
| STANDARD MANHOLES | EA | 600000% | 85 | 59500
| DROP MANHOLES | EA | 750000%
| EXTRA DEPTH - MANHOLES | VF | 70000% |  | 0
| VERTICAL STACKS (ASSUMED 5' PER LOT) | VF | 9000%
| 8"x6" WYES (CONCRETE SADDLE) | EA | 50000%
| 8"x6" WYES | EA | 14000% |  | 0
| 6" SEWER LATERALS | LF | 4700% | 407.16 | 814.32
| LATERAL CLEANOUT | EA | 110000%
| TELEVISE SEWER MAIN | LF | 200% |  | 0
| TRENCH EXCAVATION PROTECTION | LF | 100% |  | 0
| 2"X4" LUMBER (PAINTED GREEN) | EA | 0% |  | 0
| PHASE I (232 LUE's) WATER FLEET SOLUTION | LS | 60000000% |  | 0
| PHASE II (527 LUE's) WASTE WATER TREATEMENT PLANT (200 GAL/LOT) | GAL | 3800% |  | 0
| PHASE III (1050 LUE's) WASTE WATER TREATMENT PLANT (200 GAL/LOT) | GAL | 2500% |  | 0
| PHASE IV (1430 LUE's) WASTE WATER TREATMENT PLANT (200 GAL/LOT) | GAL | 2000% |  | 0
| EXISTING STREET TRENCH & STREET REPAIR | LF | 25000%
| TRAFFIC CONTROL FOR OPEN CUT SEWER TRENCH | LS | 750000% |  | 0
| WATER SYSTEM |  |  | 2455 | 73650
| 2" HDPE 200 PSI DR 11 | LF | 3000% | 3 | 9390
| 8" PVC CLASS 200 WATER MAIN | LF | 5600% | 2380 | 273700
| 8" GATE VALVE & BOX, COMPLETE | EA | 313000% | 5 | 25000
| 12" PVC CLASS 235 WATER MAIN | LF | 11500% |  | 0
| 12" GATE VALVE & BOX, COMPLETE | EA | 500000% |  | 0
| 8" DUCTILE IRON PIPE | LF | 7100% |  | 0
| 12" DUCTILE IRON PIPE | LF | 9300% |  | 0
| OFFSITE STANDARD F.H. COMPLETE W/ VALVE | EA | 550000% |  | 0
| 16" PVC CLASS 235 WATER MAIN | LF | 16500% |  | 0
| 16" GATE VALVE & BOX, COMPLETE | EA | 1260000% |  | 0
| 24" PVC CLASS 235 WATER MAIN | LF | 15000% | 6 | 30000
| 24" BUTTERFLY VALVE, COMPLETE | EA | 1500000% | 10 | 18000
| STANDARD F.H. COMPLETE W/ VALVE | EA | 550000% | 2 | 4000
| CAST IRON FITTINGS | TON | 500000% | 4 | 8800
| 8"X2"TEMPORARY BLOWOFF | EA | 180000% |  | 0
| 8"X2" PERMANENT BLOWOFF | EA | 200000% |  | 0
| 12"X2" TEMPORARY BLOWOFF | EA | 190000% |  | 0
| 12X2" PERMANENT BLOWOFF | EA | 220000% |  | 0
| 16"X2"TEMPORARY BLOWOFF | EA | 410000% |  | 0
| 16"X2" PERMANENT BLOWOFF | EA | 450000% |  | 0
| 24"X2" TEMPORARY BLOWOFF | EA | 1500000% | 53 | 82150
| 24X2" PERMANENT BLOWOFF | EA | 1650000% | 63 | 56700
| 3/4" LONG SINGLE SERVICE | EA | 135000% |  | 0
| 3/4" SHORT SINGLE SERVICE | EA | 73000% |  | 0
| 1" DUAL LONG | EA | 155000% |  | 0
| 1" DUAL SHORT | EA | 90000% | 7 | 7
| 3/4" IRRIGATION SERVICE | EA | 90000% | 1 | 275
| 1" IRRIGATION SERVICE | EA | 135000% | 4835 | 48350000
| HYDROSTATIC TEST | EA | 314535%
| TRENCH EXCAVATION PROTECTION | LF | 100% | 1 | 5496
| METER BOXES | EA | 27500% |  | 0
| TIE IN TO EX. 8" MAIN | LS | 500000% |  | 0
| TIE IN TO EX. 12" MAIN | LS | 1000000% |  | 0
| TIE IN TO EX. 16" MAIN | LS | 1250000% |  | 0
| CCSUD ACQUISITION & CONNECTION FEE | LS | 549600% | 350 | 133000000
| CCSUD INSPECTION FEE | LS | 1000000% |  | 0
| CONDUIT IRRIGATION CROSSING (2-4" PVC) | LF | 8000% |  | 0
| STORAGE TANK | EA | 175000000% |  | 0
| CCSUD ADDITIONAL PUMP CAPACITY | LS | 37800000% |  | 0
| CCSUD ELECTRICAL IMPROVEMENTS | LS | 38000000% |  | 0
| CCSUD 50% PRO RATA SHARE | LS | 63000000%
| CCSUD CONTINGENCY | EA | 50200000% | 4835 | 33845
| TRENCH EXCAVATION PROTECTION | LF | 100% |  | 0
| CONCRETE ENCASEMENT | LF | 12000% |  | 0
| 6" TOP SOIL | SY | 400% |  | 0
| TRAFFIC CONTROL | LS | 1000000% |  | 0
| CASCADE CAVERN |  |  | 720 | 151200
| DRIVEWAY - OPEN CUT/REPLACE | EA | 1000000%
| 6" ASPHALT TREATED BASE | SY | 1200% | 6 | 15000
| 1.5" HMAC TYPE D | SY | 1200% |  | 0
| 24" PVC CLASS 235 WATER MAIN | LF | 24000% |  | 0
| 24" BUTTERFLY VALVE, COMPLETE | EA | 2410000% |  | 0
| 24" AIR RELEASE VALVE | EA | 2450000% |  | 0
| CAST IRON FITTINGS | TON | 500000% |  | 0
| TRENCH EXCAVATION PROTECTION | LF | 100%
| DRAINAGE STRUCTURE REMOVE/REPLACE | EA | 2500000%
| TRAFFIC CONTROL | LS | 5000000% |  | 0
JIM
| CLEARING | AC | 360000%
| 24" PVC CLASS 235 WATER MAIN | LF | 24000%
| 24" BUTTERFLY VALVE, COMPLETE | EA | 2410000%
| CAST IRON FITTINGS | TON | 500000%
| TRENCH EXCAVATION PROTECTION | LF | 100%
| CONCRETE ENCASEMENT | LF | 12000%
| REVEGATATION | SY | 400%
MASSEY
| CLEARING | AC | 360000%
| 24" PVC CLASS 235 WATER MAIN | LF | 24000%
| 24" BUTTERFLY VALVE, COMPLETE | EA | 2410000%
| 24" AIR RELEASE VALVE | EA | 2450000%
| TIE IN TO EX. 24" MAIN | LS | 2000000%
| CAST IRON FITTINGS | TON | 500000%
| TRENCH EXCAVATION PROTECTION | LF | 100%
| 8" ASPHALT TREATED BASE | SY | 1800%
| 2" HMAC TYPE D | SY | 1200%
| GATE REPLACEMENT | EA | 2000000%
| WATER BOOSTER STATION | EA | 350000000%
| TPDES | LS | 3000000%
| HYDROSTATIC TESTING | LS | 1000000%
ELECTRIC
| UNDERGROUND ELECTRIC SERVICE (MINOR) | LF | 700%
| UNDERGROUND ELECTRIC SERVICE (MAJOR) | LF | 2000%
| RISER POLES | EA | 270000%
| OVERHEAD EXTENSION | LS | 22500000%
| UNDERGROUND ELECTRIC SERVICE | LOT | 300000%
| CONDUIT PRIMARY (4~6" & 2~4" PVC BUNDLE W/SWEEPS) | LF | 21000%
| CONDUIT SECONDARY (2~6" & 2~4" PVC BUNDLE W/SWEEPS) | LF | 15000%
| STREET LIGHTS | EA | 250000%
OFFSITE MITIGATIONS
| TRAFFIC SIGNAL | LS | 50000000%
| LEFT TURN LANE | EA | 15000000%
| RIGHT TURN LANE | EA | 10000000%
| WATSON LANE IMPROVEMENTS | LS | 50000000%
CONTINGENCY
| CONTINGENCY | % | 10%
| CONTINGENCY | % | 5%
GRAND TOTAL

## Unit 9 (hidden)
#REF!
STAGE | #REF!
PROJECT | #REF!
PROJECT NO. | #REF!
PREPARED BY | #REF! | DATE |  | #REF! |  | 2022-06-03
CHECKED BY | #REF! | REVISED DATE |  | #REF!
COST DETAIL
| #REF! |  |  | Lot Count | #REF!
- | Description/Contractor | UOM | Price/Unit | #Units | Total
MUNICIPAL FEES
| CIBOLO CONSTRUCTION PLAN REVIEW FEES | LS | 950000%
| CIBOLO FINAL PLAT FEES | LS | 825000%
| GUADALUPE COUNTY MAJOR PLAT FEES (BASE FEE) | UNIT | 300000%
| GUADALUPE COUNTY MAJOR PLAT FEES (RESIDENTIAL) | LOT | 10000% | 1 | 100
| GUADALUPE COUNTY FLOOD STUDY REVIEW FEE | LS | 50000%
| GUADALUPE COUNTY ROAD CONSTRUCTION REVIEW FEE | LS | 50000% | 1 | 500
| GUADALUPE COUNTY RECORDING FEE (ASSUUMED 3 PAGES) | LS | 42000%
| GVSUD WATER IMPACT FEES | LOT | 639000% | 1 | 6390
| GVSUD SEWER IMPACT FEES | LOT | 954000% |  | 0
| TCEQ TPDES FEE | LS | 32500% | 1 | 325
| CoSA TREE PLAN REVIEW & INSPECTION FEES | LS | 225000%
| CoSA DETENTION FEE-IN-LIEU | SF | 15%
| CoSA MDP FEES | LS | 300000%
| MEDINA COUNTY PLAT RECORDING FEES (ASSUMED 3 PGS.) | UNIT | 6300%
| SAWS WATER IMPACT FEES | LOT | 490800% | 1 | 4908
| SAWS SEWER IMPACT FEES | LOT | 208300%
|  | LS | 104150% |  | 0
|  | LS | 32500%
|  | SF | 500% | 1 | 5
|  |  |  | 1 | 0
0
0
| TCEQ TPDES FEE | LS | 32500% |  | 0
ENGINEERING
| SURVEYING - CAT 1A BOUNDARY SURVEY | LS | 2400000%
| SURVEYING - TOPO | LS | 2200000% |  | 0
| ENVIRONMENTAL - ENVIRONMENTAL/HISTORICAL REPORTS | LS | 1500000% |  | 0
| GEOTECHNICAL - STREET & FOUNDATION | LS | 1000000% | 0 | 0
| ENGINEERING FEES - DESIGN & PLATTING | FF | 6000% | 0 | 0
| ENGINEERING FEES - TURN LANES | % | 10% | 0 | 0
| ENGINEERING FEES - CONSTRUCTION ADMINISTRATION | LOT | 75000% |  | 0
| STORMWATER MANAGEMENT PLAN | LS | 1500000% |  | 1076350
| CONSTRUCTION MATERIAL TESTING | LS | 1200000% |  | 0
| STREETS |  |  | 1 | 75000
| REMOVE EXISTING IMPROVEMENTS | LS | 1000000% | 15.48 | 55728
| MOBILIZATION | EA | 7500000% | 1 | 0
| CLEARING | AC | 360000% |  | 0
| TREE PROTECTION | EA | 0% |  | 0
| CONCRETE WASHOUT PIT | EA | 100000% | 1 | 0
| CONSTRUCTION ENTRANCE/EXIT | EA | 350000% |  | 0
| STAGING | EA | 0% |  | 0
| SILT FENCE | LF | 281% |  | 0
| ROCK BERM | LF | 3621% |  | 0
| INLET PROTECTION | LF | 1187% |  | 0
| OPEN SPACE REVEGETATION | SY | 0% | 1 | 15000
| TPDES | LS | 800000% | 2235 | 37995
| TPDES (LARGE) | LS | 1500000% | 15375 | 61500
| UNIT/STREET EXCAVATION | CY | 1700% |  | 0
| UNIT/STREET EMBANKMENT | CY | 400% |  | 0
| IMPORT FILL | CY | 1500% | 13140 | 39420
| HAUL OFF | CY | 600% | 0 | 0
| IMPORT FILL FROM FUTURE UNIT | CY | 300% | 12860 | 154320
| HAUL OFF TO FUTURE UNIT | CY | 300% | 12860 | 192900
| 2" ASPHALT (SECONDARY ACCESS) | SY | 1200% | 2700 | 32400
| 8" FLEX. BASE (SECONDARY ACCESS) | SY | 1500% | 2700 | 56700
| 2" ASPHALT (70' ROW) | SY | 1200% | 0 | 0
| 10" FLEX. BASE (70' ROW) | SY | 2100% | 0 | 0
| 3" X 5" BULL ROCK | SY | 1900% |  | 0
| 3" ASPHALT (70' ROW) | SY | 1600% |  | 0
| 19.5" FLEX. BASE (70' ROW) | SY | 2600% | 3112 | 12448
| 10" ASPHALT TREATED BASE (ATB) | SY | 15000% | 1556 | 6224
| PRIME COAT | GAL | 400% | 15560 | 93360
| TACK COAT | GAL | 400% | 0 | 0
| 6" LIME TREATED SUBGRADE | SY | 600% | 249 | 54780
| 8" LIME TREATED SUBGRADE | SY | 800% | 9325 | 121225
| LIME (42LB/SY) | TON | 22000% | 84 | 3780
| CONCRETE CURB & GUTTER | LF | 1300% | 118 | 1770
| HEADER CURB & GUARD POSTS | LF | 4500% |  | 0
| HEADER CURB | LF | 1500% |  | 0
| SAWCUT AND MATCH EXISTING ASPHALT | LS | 2000000% |  | 0
| 4 INCH WIDE WHITE LINE | LF | 300% |  | 0
| 4 INCH WIDE YELLOW LINE (BROKEN ) | LF | 400% |  | 0
| 4 INCH WIDE YELLOW LINE(SOLID) | LF | 600% |  | 0
| 4 INCH WIDE YELLOW LINE (DOUBLE) | LF | 1000% |  | 0
| 24 INCH WHITE STOP LINE | LF | 1700% |  | 0
| 8 INCH WIDE WHITE LINE (SOLID) | LF | 800% |  | 0
| 12 INCH WIDE WHITE LINE (SOLID) | LF | 1000% |  | 0
| 4 INCH (SOLID) & 4 INCH WIDE (BROKEN) YELLOW LINE | LF | 1000% |  | 0
| 24 INCH WHITE PAVEMENT CROSSWALK STRIPING | LF | 2300% |  | 0
| MEDIAN NOSE YELLOW | EA | 120000% |  | 0
| WORD "ONLY" | WORD | 25000% |  | 0
| COMBINATION THRU/RIGHT WHITE ARROW | EA | 50000% |  | 0
| RIGHT WHITE ARROW | EA | 20000% |  | 0
| LEFT WHITE ARROW | EA | 20000% |  | 0
| PAVEMENT MARKER (TYPE II A-A) | EA | 2300% |  | 0
| BLUE PAVEMENT MARKER | EA | 2300% |  | 0
| METAL BEAM GUARD FENCE | LF | 13000% |  | 0
| MBGF- SINGLE GUARD RAIL TERMINAL | LF | 11500% |  | 0
| MBGF- DOWNSTREAM ANCHOR TERMINAL | LF | 21000% |  | 0
| SIGNAGE & STRIPING | LS | 1000000% | 280 | 14000
| SIGNAGE & STRIPING | LS | 500000% | 21 | 37800
| CONCRETE SIDEWALK | SY | 5000% |  | 0
| ADA RAMPS (DEVELOPER RESPONSIBILITY) | EA | 180000% |  | 0
| STREET NAME SIGNS (9in) | EA | 20000% |  | 0
| REGULATORY STREET SIGNS | EA | 26000% | 1 | 10000
| REGULATORY STREET SIGNS (LARGE) | LS | 2000000% |  | 0
| REGULATORY STREET SIGNS (SMALL) | LS | 1000000% |  | 0
| TEMPORARY TURN AROUND | LS | 1500000% |  | 2041125
| STREETSCAPE PLANTING (ASSUME BOTH SIDES OF COLLECTORS AT EVERY 50') | EA | 40000% |  | 0
| GRADING |  |  |  | 0
| STREET & LOT EXCAVATION | CY | 300% | 0 | 0
| STREET & LOT EMBANKMENT | CY | 200% | 0 | 0
| CLEARING/SITE PREP | Ac | 360000% | 53790 | 134475
| MOBILIZATION | EA | 7500000% | 32600 | 1141000
| CONCRETE WASHOUT PIT | EA | 1500000% | 0 | 0
| CONSTRUCTION ENTRANCE/EXIT | EA | 1500000% | 21190 | 741650
| SILT FENCE | LF | 250% |  | 0
| ROCK BERMS | LF | 3500% |  | 0
| OVERAL CUT | CY | 0% | 800 | 24000
| OVERALL FILL | CY | 0% |  | 714175
| RETAINING WALLS | FF | 3000% | 3625 | 10875
| DRAINAGE |  |  |  | 0
| DRAIN EXCAVATION | CY | 300% |  | 0
| DRAIN EMBANKMENT | CY | 400% |  | 0
| HAUL OFF | CY | 1200% |  | 0
| 5' CURB INLET | EA | 700000% |  | 0
| 10' CURB INLET | EA | 1560000% | 1 | 25200
| 15' CURB INLET | EA | 1920000% | 3 | 76500
| 20' CURB INLET | EA | 2520000% | 1 | 32400
| 25' CURB INLET | EA | 2550000% |  | 0
| 35' CURB INLET | EA | 3240000% | 90 | 17100
| 5" CONCRETE RIP RAP | SY | 15500% |  | 0
| 6" CONCRETE RIP RAP | SY | 19000% |  | 0
| 4'x4' CONCRETE JUNCTION BOX | EA | 600000% |  | 0
| 5'x5' CONCRETE JUNCTION BOX | EA | 700000% |  | 0
| 6'x6' CONCRETE JUNCTION BOX | EA | 1100000% |  | 0
| 13'x13' JUNCTION BOX | EA | 4291030% | 80 | 10000
| 24" R.C.P. | LF | 9000% | 270 | 37800
| 30" R.C.P. | LF | 12500% |  | 0
| 36" R.C.P. | LF | 14000% |  | 0
| 42" RCP | LF | 16000% |  | 0
| 48" RCP | LF | 20000% |  | 0
| 54" R.C.P. | LF | 22000% |  | 0
| 60" R.C.P. | LF | 35000% |  | 0
| 3'X2' S.B.C. | LF | 40000% |  | 0
| 4'X3' S.B.C. | LF | 50000% |  | 0
| 5'X3' S.B.C. | LF | 52800% |  | 0
| 6'X3' S.B.C. | LF | 58000% | 2 | 5400
| 10 ~ 8'x8' SBC (122 LF) | LF | 910000% |  | 0
| CONCRETE STRUCTURE (BAFFLE BLOCKS) | CY | 270000% |  | 0
| CONCRETE STRUCTURE (HEADWALL) | LS | 2500000% |  | 0
| CONCRETE COLLARS | EA | 41500% | 5050 | 15150
| PIPE RAILING | LF | 8500% | 5050 | 15150
| REVEGATATION | SY | 300% |  | 0
| 4" TOP SOIL | SY | 300% |  | 0
| TURF REINFORCEMENT | SY | 1000% |  | 0
| HYDROTURF | SY | 9000% | 350 | 350
| SIDEWALK BOX DRAIN | EA | 1000000% |  | 0
| TRENCH EXCAVATION PROTECTION | LF | 100% | 75 | 8250
| ROCK RUBBLE (8"-12") | CY | 50000% | 1 | 180000
| ROCK GABION MATTRESS | SY | 11000% | 1 | 130000
| DETENTION POND 1 | LS | 18000000% | 1 | 150000
| DETENTION POND 2 | LS | 13000000%
| WATER QUALITY POND | LS | 15000000% |  | 0
| SANITARY SEWER |  |  | 1796.1 | 143688
| 8" SANITARY SEWER PIPE (6' - 10') | LF | 5500% | 1954.01 | 140688.72
| 8" SANITARY SEWER PIPE (10' - 20') | LF | 8000% | 1405.39 | 210808.5
| 8" SANITARY SEWER PIPE (10' - 14') | LF | 7200% |  | 0
| 8" SANITARY SEWER PIPE (14' - 22') | LF | 15000% |  | 0
| 12" SANITARY SEWER PIPE (0' - 6') | LF | 4800% |  | 0
| 12" SANITARY SEWER PIPE (6' - 10') | LF | 5600% |  | 0
| 12" SANITARY SEWER PIPE (10' - 14') | LF | 7300% |  | 0
| 12" SANITARY SEWER PIPE (15' - 20') | LF | 12000% |  | 0
| 15" SANITARY SEWER PIPE (0' - 10') | LF | 5500% |  | 0
| 15" SANITARY SEWER PIPE (10' - 14') | LF | 7300% |  | 0
| 15" SANITARY SEWER PIPE (14' - 18') | LF | 13500% |  | 0
| 15" SANITARY SEWER PIPE (18' - 22') | LF | 18000% |  | 0
| 18" SANITARY SEWER PIPE (14' - 18') | LF | 1000% |  | 0
| 30" BORE, JACK. ,OR TUNN., COMPLETE | LF | 90000% | 1 | 10000
| CONCRETE ENCASEMENT | LF | 5000% | 19 | 114000
| TIE IN TO EX. MH | LS | 1000000% | 1 | 7500
| STANDARD MANHOLES | EA | 600000% | 95 | 66500
| DROP MANHOLES | EA | 750000%
| EXTRA DEPTH - MANHOLES | VF | 70000% |  | 0
| VERTICAL STACKS (ASSUMED 5' PER LOT) | VF | 9000%
| 8"x6" WYES (CONCRETE SADDLE) | EA | 50000%
| 8"x6" WYES | EA | 14000% |  | 0
| 6" SEWER LATERALS | LF | 4700% | 1954.01 | 3908.02
| LATERAL CLEANOUT | EA | 110000%
| TELEVISE SEWER MAIN | LF | 200% |  | 0
| TRENCH EXCAVATION PROTECTION | LF | 100% |  | 0
| 2"X4" LUMBER (PAINTED GREEN) | EA | 0% |  | 0
| PHASE I (232 LUE's) WATER FLEET SOLUTION | LS | 60000000% |  | 0
| PHASE II (527 LUE's) WASTE WATER TREATEMENT PLANT (200 GAL/LOT) | GAL | 3800% |  | 0
| PHASE III (1050 LUE's) WASTE WATER TREATMENT PLANT (200 GAL/LOT) | GAL | 2500% |  | 0
| PHASE IV (1430 LUE's) WASTE WATER TREATMENT PLANT (200 GAL/LOT) | GAL | 2000% |  | 0
| EXISTING STREET TRENCH & STREET REPAIR | LF | 25000%
| TRAFFIC CONTROL FOR OPEN CUT SEWER TRENCH | LS | 750000% |  | 0
| WATER SYSTEM |  |  | 5070 | 283920
| 2" HDPE 200 PSI DR 11 | LF | 3000% | 14 | 43820
| 8" PVC CLASS 200 WATER MAIN | LF | 5600% |  | 0
| 8" GATE VALVE & BOX, COMPLETE | EA | 313000% |  | 0
| 12" PVC CLASS 235 WATER MAIN | LF | 11500% |  | 0
| 12" GATE VALVE & BOX, COMPLETE | EA | 500000% |  | 0
| 8" DUCTILE IRON PIPE | LF | 7100% |  | 0
| 12" DUCTILE IRON PIPE | LF | 9300% |  | 0
| OFFSITE STANDARD F.H. COMPLETE W/ VALVE | EA | 550000% |  | 0
| 16" PVC CLASS 235 WATER MAIN | LF | 16500% |  | 0
| 16" GATE VALVE & BOX, COMPLETE | EA | 1260000% |  | 0
| 24" PVC CLASS 235 WATER MAIN | LF | 15000% | 5 | 25000
| 24" BUTTERFLY VALVE, COMPLETE | EA | 1500000% | 11 | 19800
| STANDARD F.H. COMPLETE W/ VALVE | EA | 550000% | 4 | 8000
| CAST IRON FITTINGS | TON | 500000% | 8 | 17600
| 8"X2"TEMPORARY BLOWOFF | EA | 180000% | 1 | 4100
| 8"X2" PERMANENT BLOWOFF | EA | 200000% | 1 | 4500
| 12"X2" TEMPORARY BLOWOFF | EA | 190000% |  | 0
| 12X2" PERMANENT BLOWOFF | EA | 220000% |  | 0
| 16"X2"TEMPORARY BLOWOFF | EA | 410000% |  | 0
| 16"X2" PERMANENT BLOWOFF | EA | 450000% |  | 0
| 24"X2" TEMPORARY BLOWOFF | EA | 1500000% | 40 | 62000
| 24X2" PERMANENT BLOWOFF | EA | 1650000% | 123 | 110700
| 3/4" LONG SINGLE SERVICE | EA | 135000% |  | 0
| 3/4" SHORT SINGLE SERVICE | EA | 73000% |  | 0
| 1" DUAL LONG | EA | 155000% |  | 0
| 1" DUAL SHORT | EA | 90000% | 4 | 4
| 3/4" IRRIGATION SERVICE | EA | 90000% | 1 | 275
| 1" IRRIGATION SERVICE | EA | 135000% | 5070 | 50700000
| HYDROSTATIC TEST | EA | 314535%
| TRENCH EXCAVATION PROTECTION | LF | 100% | 4 | 21984
| METER BOXES | EA | 27500% |  | 0
| TIE IN TO EX. 8" MAIN | LS | 500000% |  | 0
| TIE IN TO EX. 12" MAIN | LS | 1000000% |  | 0
| TIE IN TO EX. 16" MAIN | LS | 1250000% |  | 0
| CCSUD ACQUISITION & CONNECTION FEE | LS | 549600% | 200 | 76000000
| CCSUD INSPECTION FEE | LS | 1000000% |  | 0
| CONDUIT IRRIGATION CROSSING (2-4" PVC) | LF | 8000% |  | 0
| STORAGE TANK | EA | 175000000% |  | 0
| CCSUD ADDITIONAL PUMP CAPACITY | LS | 37800000% |  | 0
| CCSUD ELECTRICAL IMPROVEMENTS | LS | 38000000% |  | 0
| CCSUD 50% PRO RATA SHARE | LS | 63000000%
| CCSUD CONTINGENCY | EA | 50200000% | 4935 | 34545
| TRENCH EXCAVATION PROTECTION | LF | 100% |  | 0
| CONCRETE ENCASEMENT | LF | 12000% |  | 0
| 6" TOP SOIL | SY | 400% |  | 0
| TRAFFIC CONTROL | LS | 1000000% |  | 0
| CASCADE CAVERN |  |  | 840 | 176400
| DRIVEWAY - OPEN CUT/REPLACE | EA | 1000000%
| 6" ASPHALT TREATED BASE | SY | 1200% | 7 | 17500
| 1.5" HMAC TYPE D | SY | 1200% |  | 0
| 24" PVC CLASS 235 WATER MAIN | LF | 24000% |  | 0
| 24" BUTTERFLY VALVE, COMPLETE | EA | 2410000% |  | 0
| 24" AIR RELEASE VALVE | EA | 2450000% |  | 0
| CAST IRON FITTINGS | TON | 500000% |  | 0
| TRENCH EXCAVATION PROTECTION | LF | 100%
| DRAINAGE STRUCTURE REMOVE/REPLACE | EA | 2500000%
| TRAFFIC CONTROL | LS | 5000000% |  | 0
JIM
| CLEARING | AC | 360000%
| 24" PVC CLASS 235 WATER MAIN | LF | 24000%
| 24" BUTTERFLY VALVE, COMPLETE | EA | 2410000%
| CAST IRON FITTINGS | TON | 500000%
| TRENCH EXCAVATION PROTECTION | LF | 100%
| CONCRETE ENCASEMENT | LF | 12000%
| REVEGATATION | SY | 400%
MASSEY
| CLEARING | AC | 360000%
| 24" PVC CLASS 235 WATER MAIN | LF | 24000%
| 24" BUTTERFLY VALVE, COMPLETE | EA | 2410000%
| 24" AIR RELEASE VALVE | EA | 2450000%
| TIE IN TO EX. 24" MAIN | LS | 2000000%
| CAST IRON FITTINGS | TON | 500000%
| TRENCH EXCAVATION PROTECTION | LF | 100%
| 8" ASPHALT TREATED BASE | SY | 1800%
| 2" HMAC TYPE D | SY | 1200%
| GATE REPLACEMENT | EA | 2000000%
| WATER BOOSTER STATION | EA | 350000000%
| TPDES | LS | 3000000%
| HYDROSTATIC TESTING | LS | 1000000%
ELECTRIC
| UNDERGROUND ELECTRIC SERVICE (MINOR) | LF | 700%
| UNDERGROUND ELECTRIC SERVICE (MAJOR) | LF | 2000%
| RISER POLES | EA | 270000%
| OVERHEAD EXTENSION | LS | 22500000%
| UNDERGROUND ELECTRIC SERVICE | LOT | 300000%
| CONDUIT PRIMARY (4~6" & 2~4" PVC BUNDLE W/SWEEPS) | LF | 21000%
| CONDUIT SECONDARY (2~6" & 2~4" PVC BUNDLE W/SWEEPS) | LF | 15000%
| STREET LIGHTS | EA | 250000%
OFFSITE MITIGATIONS
| TRAFFIC SIGNAL | LS | 50000000%
| LEFT TURN LANE | EA | 15000000%
| RIGHT TURN LANE | EA | 10000000%
| WATSON LANE IMPROVEMENTS | LS | 50000000%
CONTINGENCY
| CONTINGENCY | % | 10%
| CONTINGENCY | % | 5%
GRAND TOTAL

## Unit 10 (hidden)
#REF!
STAGE | #REF!
PROJECT | #REF!
PROJECT NO. | #REF!
PREPARED BY | #REF! | DATE |  | #REF! |  | 2022-06-03
CHECKED BY | #REF! | REVISED DATE |  | #REF!
COST DETAIL
| #REF! |  |  | Lot Count | #REF!
- | Description/Contractor | UOM | Price/Unit | #Units | Total
MUNICIPAL FEES
| CIBOLO CONSTRUCTION PLAN REVIEW FEES | LS | 950000%
| CIBOLO FINAL PLAT FEES | LS | 825000%
| GUADALUPE COUNTY MAJOR PLAT FEES (BASE FEE) | UNIT | 300000%
| GUADALUPE COUNTY MAJOR PLAT FEES (RESIDENTIAL) | LOT | 10000% | 1 | 100
| GUADALUPE COUNTY FLOOD STUDY REVIEW FEE | LS | 50000%
| GUADALUPE COUNTY ROAD CONSTRUCTION REVIEW FEE | LS | 50000% | 1 | 500
| GUADALUPE COUNTY RECORDING FEE (ASSUUMED 3 PAGES) | LS | 42000%
| GVSUD WATER IMPACT FEES | LOT | 639000% | 1 | 6390
| GVSUD SEWER IMPACT FEES | LOT | 954000% |  | 0
| TCEQ TPDES FEE | LS | 32500% | 1 | 325
| CoSA TREE PLAN REVIEW & INSPECTION FEES | LS | 225000%
| CoSA DETENTION FEE-IN-LIEU | SF | 15%
| CoSA MDP FEES | LS | 300000%
| MEDINA COUNTY PLAT RECORDING FEES (ASSUMED 3 PGS.) | UNIT | 6300%
| SAWS WATER IMPACT FEES | LOT | 490800% | 1 | 4908
| SAWS SEWER IMPACT FEES | LOT | 208300%
|  | LS | 104150% |  | 0
|  | LS | 32500%
|  | SF | 500% | 1 | 5
|  |  |  | 1 | 0
0
0
| TCEQ TPDES FEE | LS | 32500% |  | 0
ENGINEERING
| SURVEYING - CAT 1A BOUNDARY SURVEY | LS | 2400000%
| SURVEYING - TOPO | LS | 2200000% |  | 0
| ENVIRONMENTAL - ENVIRONMENTAL/HISTORICAL REPORTS | LS | 1500000% |  | 0
| GEOTECHNICAL - STREET & FOUNDATION | LS | 1000000% | 0 | 0
| ENGINEERING FEES - DESIGN & PLATTING | FF | 6000% | 0 | 0
| ENGINEERING FEES - TURN LANES | % | 10% | 0 | 0
| ENGINEERING FEES - CONSTRUCTION ADMINISTRATION | LOT | 75000% |  | 0
| STORMWATER MANAGEMENT PLAN | LS | 1500000% |  | 541436
| CONSTRUCTION MATERIAL TESTING | LS | 1200000% |  | 0
| STREETS |  |  | 1 | 75000
| REMOVE EXISTING IMPROVEMENTS | LS | 1000000% | 11.08 | 39888
| MOBILIZATION | EA | 7500000% | 1 | 0
| CLEARING | AC | 360000% |  | 0
| TREE PROTECTION | EA | 0% |  | 0
| CONCRETE WASHOUT PIT | EA | 100000% | 1 | 0
| CONSTRUCTION ENTRANCE/EXIT | EA | 350000% |  | 0
| STAGING | EA | 0% |  | 0
| SILT FENCE | LF | 281% |  | 0
| ROCK BERM | LF | 3621% |  | 0
| INLET PROTECTION | LF | 1187% |  | 0
| OPEN SPACE REVEGETATION | SY | 0% | 1 | 15000
| TPDES | LS | 800000% | 1224 | 20808
| TPDES (LARGE) | LS | 1500000% | 6185 | 24740
| UNIT/STREET EXCAVATION | CY | 1700% |  | 0
| UNIT/STREET EMBANKMENT | CY | 400% |  | 0
| IMPORT FILL | CY | 1500% | 4961 | 14883
| HAUL OFF | CY | 600% | 0 | 0
| IMPORT FILL FROM FUTURE UNIT | CY | 300% | 6835 | 82020
| HAUL OFF TO FUTURE UNIT | CY | 300% | 6835 | 102525
| 2" ASPHALT (SECONDARY ACCESS) | SY | 1200% |  | 0
| 8" FLEX. BASE (SECONDARY ACCESS) | SY | 1500% |  | 0
| 2" ASPHALT (70' ROW) | SY | 1200% | 0 | 0
| 10" FLEX. BASE (70' ROW) | SY | 2100% | 0 | 0
| 3" X 5" BULL ROCK | SY | 1900% |  | 0
| 3" ASPHALT (70' ROW) | SY | 1600% |  | 0
| 19.5" FLEX. BASE (70' ROW) | SY | 2600% | 1367 | 5468
| 10" ASPHALT TREATED BASE (ATB) | SY | 15000% | 683.5 | 2734
| PRIME COAT | GAL | 400% | 6835 | 41010
| TACK COAT | GAL | 400% | 0 | 0
| 6" LIME TREATED SUBGRADE | SY | 600% | 110 | 24200
| 8" LIME TREATED SUBGRADE | SY | 800% | 4260 | 55380
| LIME (42LB/SY) | TON | 22000% | 56 | 2520
| CONCRETE CURB & GUTTER | LF | 1300% | 84 | 1260
| HEADER CURB & GUARD POSTS | LF | 4500% |  | 0
| HEADER CURB | LF | 1500% |  | 0
| SAWCUT AND MATCH EXISTING ASPHALT | LS | 2000000% |  | 0
| 4 INCH WIDE WHITE LINE | LF | 300% |  | 0
| 4 INCH WIDE YELLOW LINE (BROKEN ) | LF | 400% |  | 0
| 4 INCH WIDE YELLOW LINE(SOLID) | LF | 600% |  | 0
| 4 INCH WIDE YELLOW LINE (DOUBLE) | LF | 1000% |  | 0
| 24 INCH WHITE STOP LINE | LF | 1700% |  | 0
| 8 INCH WIDE WHITE LINE (SOLID) | LF | 800% |  | 0
| 12 INCH WIDE WHITE LINE (SOLID) | LF | 1000% |  | 0
| 4 INCH (SOLID) & 4 INCH WIDE (BROKEN) YELLOW LINE | LF | 1000% |  | 0
| 24 INCH WHITE PAVEMENT CROSSWALK STRIPING | LF | 2300% |  | 0
| MEDIAN NOSE YELLOW | EA | 120000% |  | 0
| WORD "ONLY" | WORD | 25000% |  | 0
| COMBINATION THRU/RIGHT WHITE ARROW | EA | 50000% |  | 0
| RIGHT WHITE ARROW | EA | 20000% |  | 0
| LEFT WHITE ARROW | EA | 20000% |  | 0
| PAVEMENT MARKER (TYPE II A-A) | EA | 2300% |  | 0
| BLUE PAVEMENT MARKER | EA | 2300% |  | 0
| METAL BEAM GUARD FENCE | LF | 13000% |  | 0
| MBGF- SINGLE GUARD RAIL TERMINAL | LF | 11500% |  | 0
| MBGF- DOWNSTREAM ANCHOR TERMINAL | LF | 21000% |  | 0
| SIGNAGE & STRIPING | LS | 1000000% | 0 | 0
| SIGNAGE & STRIPING | LS | 500000% | 5 | 9000
| CONCRETE SIDEWALK | SY | 5000% |  | 0
| ADA RAMPS (DEVELOPER RESPONSIBILITY) | EA | 180000% |  | 0
| STREET NAME SIGNS (9in) | EA | 20000% |  | 0
| REGULATORY STREET SIGNS | EA | 26000% | 1 | 10000
| REGULATORY STREET SIGNS (LARGE) | LS | 2000000% | 1 | 15000
| REGULATORY STREET SIGNS (SMALL) | LS | 1000000% |  | 0
| TEMPORARY TURN AROUND | LS | 1500000% |  | 1905000
| STREETSCAPE PLANTING (ASSUME BOTH SIDES OF COLLECTORS AT EVERY 50') | EA | 40000% |  | 0
| GRADING |  |  |  | 0
| STREET & LOT EXCAVATION | CY | 300% | 0 | 0
| STREET & LOT EMBANKMENT | CY | 200% | 0 | 0
| CLEARING/SITE PREP | Ac | 360000% | 49840 | 124600
| MOBILIZATION | EA | 7500000% | 45835 | 1604225
| CONCRETE WASHOUT PIT | EA | 1500000% | 0 | 0
| CONSTRUCTION ENTRANCE/EXIT | EA | 1500000% | 4005 | 140175
| SILT FENCE | LF | 250% |  | 0
| ROCK BERMS | LF | 3500% |  | 0
| OVERAL CUT | CY | 0% | 1200 | 36000
| OVERALL FILL | CY | 0% |  | 180000
| RETAINING WALLS | FF | 3000% |  | 0
| DRAINAGE |  |  |  | 0
| DRAIN EXCAVATION | CY | 300% |  | 0
| DRAIN EMBANKMENT | CY | 400% |  | 0
| HAUL OFF | CY | 1200% |  | 0
| 5' CURB INLET | EA | 700000% |  | 0
| 10' CURB INLET | EA | 1560000% |  | 0
| 15' CURB INLET | EA | 1920000% |  | 0
| 20' CURB INLET | EA | 2520000% |  | 0
| 25' CURB INLET | EA | 2550000% |  | 0
| 35' CURB INLET | EA | 3240000% |  | 0
| 5" CONCRETE RIP RAP | SY | 15500% |  | 0
| 6" CONCRETE RIP RAP | SY | 19000% |  | 0
| 4'x4' CONCRETE JUNCTION BOX | EA | 600000% |  | 0
| 5'x5' CONCRETE JUNCTION BOX | EA | 700000% |  | 0
| 6'x6' CONCRETE JUNCTION BOX | EA | 1100000% |  | 0
| 13'x13' JUNCTION BOX | EA | 4291030% |  | 0
| 24" R.C.P. | LF | 9000% |  | 0
| 30" R.C.P. | LF | 12500% |  | 0
| 36" R.C.P. | LF | 14000% |  | 0
| 42" RCP | LF | 16000% |  | 0
| 48" RCP | LF | 20000% |  | 0
| 54" R.C.P. | LF | 22000% |  | 0
| 60" R.C.P. | LF | 35000% |  | 0
| 3'X2' S.B.C. | LF | 40000% |  | 0
| 4'X3' S.B.C. | LF | 50000% |  | 0
| 5'X3' S.B.C. | LF | 52800% |  | 0
| 6'X3' S.B.C. | LF | 58000% |  | 0
| 10 ~ 8'x8' SBC (122 LF) | LF | 910000% |  | 0
| CONCRETE STRUCTURE (BAFFLE BLOCKS) | CY | 270000% |  | 0
| CONCRETE STRUCTURE (HEADWALL) | LS | 2500000% |  | 0
| CONCRETE COLLARS | EA | 41500% |  | 0
| PIPE RAILING | LF | 8500% |  | 0
| REVEGATATION | SY | 300% |  | 0
| 4" TOP SOIL | SY | 300% |  | 0
| TURF REINFORCEMENT | SY | 1000% |  | 0
| HYDROTURF | SY | 9000% |  | 0
| SIDEWALK BOX DRAIN | EA | 1000000% |  | 0
| TRENCH EXCAVATION PROTECTION | LF | 100% |  | 0
| ROCK RUBBLE (8"-12") | CY | 50000% | 1 | 180000
| ROCK GABION MATTRESS | SY | 11000% |  | 0
| DETENTION POND 1 | LS | 18000000% |  | 0
| DETENTION POND 2 | LS | 13000000%
| WATER QUALITY POND | LS | 15000000% | 4 | 220
| SANITARY SEWER |  |  | 1184.18 | 94734.4
| 8" SANITARY SEWER PIPE (6' - 10') | LF | 5500% | 650.31 | 46822.32
| 8" SANITARY SEWER PIPE (10' - 20') | LF | 8000% | 206.69 | 31003.5
| 8" SANITARY SEWER PIPE (10' - 14') | LF | 7200% |  | 0
| 8" SANITARY SEWER PIPE (14' - 22') | LF | 15000% |  | 0
| 12" SANITARY SEWER PIPE (0' - 6') | LF | 4800% |  | 0
| 12" SANITARY SEWER PIPE (6' - 10') | LF | 5600% |  | 0
| 12" SANITARY SEWER PIPE (10' - 14') | LF | 7300% |  | 0
| 12" SANITARY SEWER PIPE (15' - 20') | LF | 12000% |  | 0
| 15" SANITARY SEWER PIPE (0' - 10') | LF | 5500% |  | 0
| 15" SANITARY SEWER PIPE (10' - 14') | LF | 7300% |  | 0
| 15" SANITARY SEWER PIPE (14' - 18') | LF | 13500% |  | 0
| 15" SANITARY SEWER PIPE (18' - 22') | LF | 18000% |  | 0
| 18" SANITARY SEWER PIPE (14' - 18') | LF | 1000% |  | 0
| 30" BORE, JACK. ,OR TUNN., COMPLETE | LF | 90000% | 2 | 20000
| CONCRETE ENCASEMENT | LF | 5000% | 6 | 36000
| TIE IN TO EX. MH | LS | 1000000% | 1 | 7500
| STANDARD MANHOLES | EA | 600000% | 30 | 21000
| DROP MANHOLES | EA | 750000%
| EXTRA DEPTH - MANHOLES | VF | 70000% |  | 0
| VERTICAL STACKS (ASSUMED 5' PER LOT) | VF | 9000% | 182 | 25480
| 8"x6" WYES (CONCRETE SADDLE) | EA | 50000% | 7280 | 342160
| 8"x6" WYES | EA | 14000% |  | 0
| 6" SEWER LATERALS | LF | 4700% | 650.31 | 1300.62
| LATERAL CLEANOUT | EA | 110000% | 7930.31 | 7930.31
| TELEVISE SEWER MAIN | LF | 200% |  | 0
| TRENCH EXCAVATION PROTECTION | LF | 100% |  | 0
| 2"X4" LUMBER (PAINTED GREEN) | EA | 0% |  | 0
| PHASE I (232 LUE's) WATER FLEET SOLUTION | LS | 60000000% |  | 0
| PHASE II (527 LUE's) WASTE WATER TREATEMENT PLANT (200 GAL/LOT) | GAL | 3800% |  | 0
| PHASE III (1050 LUE's) WASTE WATER TREATMENT PLANT (200 GAL/LOT) | GAL | 2500% |  | 0
| PHASE IV (1430 LUE's) WASTE WATER TREATMENT PLANT (200 GAL/LOT) | GAL | 2000% |  | 0
| EXISTING STREET TRENCH & STREET REPAIR | LF | 25000%
| TRAFFIC CONTROL FOR OPEN CUT SEWER TRENCH | LS | 750000% |  | 0
| WATER SYSTEM |  |  | 2205 | 123480
| 2" HDPE 200 PSI DR 11 | LF | 3000% | 3 | 9390
| 8" PVC CLASS 200 WATER MAIN | LF | 5600% |  | 0
| 8" GATE VALVE & BOX, COMPLETE | EA | 313000% |  | 0
| 12" PVC CLASS 235 WATER MAIN | LF | 11500% |  | 0
| 12" GATE VALVE & BOX, COMPLETE | EA | 500000% |  | 0
| 8" DUCTILE IRON PIPE | LF | 7100% |  | 0
| 12" DUCTILE IRON PIPE | LF | 9300% |  | 0
| OFFSITE STANDARD F.H. COMPLETE W/ VALVE | EA | 550000% |  | 0
| 16" PVC CLASS 235 WATER MAIN | LF | 16500% |  | 0
| 16" GATE VALVE & BOX, COMPLETE | EA | 1260000% |  | 0
| 24" PVC CLASS 235 WATER MAIN | LF | 15000% | 2 | 10000
| 24" BUTTERFLY VALVE, COMPLETE | EA | 1500000% | 5 | 9000
| STANDARD F.H. COMPLETE W/ VALVE | EA | 550000% | 2 | 4000
| CAST IRON FITTINGS | TON | 500000% | 5 | 11000
| 8"X2"TEMPORARY BLOWOFF | EA | 180000% | 1 | 4100
| 8"X2" PERMANENT BLOWOFF | EA | 200000% | 1 | 4500
| 12"X2" TEMPORARY BLOWOFF | EA | 190000% |  | 0
| 12X2" PERMANENT BLOWOFF | EA | 220000% |  | 0
| 16"X2"TEMPORARY BLOWOFF | EA | 410000% |  | 0
| 16"X2" PERMANENT BLOWOFF | EA | 450000% |  | 0
| 24"X2" TEMPORARY BLOWOFF | EA | 1500000% | 36 | 55800
| 24X2" PERMANENT BLOWOFF | EA | 1650000% | 53 | 47700
| 3/4" LONG SINGLE SERVICE | EA | 135000% |  | 0
| 3/4" SHORT SINGLE SERVICE | EA | 73000% |  | 0
| 1" DUAL LONG | EA | 155000% |  | 0
| 1" DUAL SHORT | EA | 90000% | 1 | 1
| 3/4" IRRIGATION SERVICE | EA | 90000% | 1 | 275
| 1" IRRIGATION SERVICE | EA | 135000% | 2205 | 22050000
| HYDROSTATIC TEST | EA | 314535%
| TRENCH EXCAVATION PROTECTION | LF | 100% | 3 | 16488
| METER BOXES | EA | 27500% |  | 0
| TIE IN TO EX. 8" MAIN | LS | 500000% |  | 0
| TIE IN TO EX. 12" MAIN | LS | 1000000% |  | 0
| TIE IN TO EX. 16" MAIN | LS | 1250000% |  | 0
| CCSUD ACQUISITION & CONNECTION FEE | LS | 549600% | 50 | 19000000
| CCSUD INSPECTION FEE | LS | 1000000% |  | 0
| CONDUIT IRRIGATION CROSSING (2-4" PVC) | LF | 8000% |  | 0
| STORAGE TANK | EA | 175000000% |  | 0
| CCSUD ADDITIONAL PUMP CAPACITY | LS | 37800000% |  | 0
| CCSUD ELECTRICAL IMPROVEMENTS | LS | 38000000% |  | 0
| CCSUD 50% PRO RATA SHARE | LS | 63000000%
| CCSUD CONTINGENCY | EA | 50200000% | 2170 | 15190
| TRENCH EXCAVATION PROTECTION | LF | 100% |  | 0
| CONCRETE ENCASEMENT | LF | 12000% |  | 0
| 6" TOP SOIL | SY | 400% |  | 0
| TRAFFIC CONTROL | LS | 1000000% |  | 0
| CASCADE CAVERN |  |  | 240 | 50400
| DRIVEWAY - OPEN CUT/REPLACE | EA | 1000000%
| 6" ASPHALT TREATED BASE | SY | 1200% | 2 | 5000
| 1.5" HMAC TYPE D | SY | 1200% |  | 0
| 24" PVC CLASS 235 WATER MAIN | LF | 24000% |  | 0
| 24" BUTTERFLY VALVE, COMPLETE | EA | 2410000% |  | 0
| 24" AIR RELEASE VALVE | EA | 2450000% |  | 0
| CAST IRON FITTINGS | TON | 500000% |  | 0
| TRENCH EXCAVATION PROTECTION | LF | 100%
| DRAINAGE STRUCTURE REMOVE/REPLACE | EA | 2500000%
| TRAFFIC CONTROL | LS | 5000000% |  | 0
JIM
| CLEARING | AC | 360000%
| 24" PVC CLASS 235 WATER MAIN | LF | 24000%
| 24" BUTTERFLY VALVE, COMPLETE | EA | 2410000%
| CAST IRON FITTINGS | TON | 500000%
| TRENCH EXCAVATION PROTECTION | LF | 100%
| CONCRETE ENCASEMENT | LF | 12000%
| REVEGATATION | SY | 400%
MASSEY
| CLEARING | AC | 360000%
| 24" PVC CLASS 235 WATER MAIN | LF | 24000%
| 24" BUTTERFLY VALVE, COMPLETE | EA | 2410000%
| 24" AIR RELEASE VALVE | EA | 2450000%
| TIE IN TO EX. 24" MAIN | LS | 2000000%
| CAST IRON FITTINGS | TON | 500000%
| TRENCH EXCAVATION PROTECTION | LF | 100%
| 8" ASPHALT TREATED BASE | SY | 1800%
| 2" HMAC TYPE D | SY | 1200%
| GATE REPLACEMENT | EA | 2000000%
| WATER BOOSTER STATION | EA | 350000000%
| TPDES | LS | 3000000%
| HYDROSTATIC TESTING | LS | 1000000%
ELECTRIC
| UNDERGROUND ELECTRIC SERVICE (MINOR) | LF | 700%
| UNDERGROUND ELECTRIC SERVICE (MAJOR) | LF | 2000%
| RISER POLES | EA | 270000%
| OVERHEAD EXTENSION | LS | 22500000%
| UNDERGROUND ELECTRIC SERVICE | LOT | 300000%
| CONDUIT PRIMARY (4~6" & 2~4" PVC BUNDLE W/SWEEPS) | LF | 21000%
| CONDUIT SECONDARY (2~6" & 2~4" PVC BUNDLE W/SWEEPS) | LF | 15000%
| STREET LIGHTS | EA | 250000%
OFFSITE MITIGATIONS
| TRAFFIC SIGNAL | LS | 50000000%
| LEFT TURN LANE | EA | 15000000%
| RIGHT TURN LANE | EA | 10000000%
| WATSON LANE IMPROVEMENTS | LS | 50000000%
CONTINGENCY
| CONTINGENCY | % | 10%
| CONTINGENCY | % | 5%
GRAND TOTAL

## Unit 13 (hidden)
#REF!
STAGE | #REF!
PROJECT | #REF!
PROJECT NO. | #REF!
PREPARED BY | #REF! | DATE |  | #REF! |  |  | 2022-06-03
CHECKED BY | #REF! | REVISED DATE |  | #REF!
COST DETAIL
| #REF! |  |  | Lot Count | #REF!
| Description / Contractor | UOM | Price/Unit | #Units | Total
| MUNCIPAL FEES |  |  |  | 359048.48
| CoNB MASTER PLAN ($1,000 plus $50p/acre)($2,575 max) | LS | $1000-$2,500 | 23.36 | 2233
| CoNB PRELIMINARY PLAT | LS | 100 | 23.36 | 2233
| CoNB FINAL PLAT | LS | 100 | 23.36 | 2490
| CoNB DRAINAGE REVIEW | LS | 3000 | 1 | 3000
| CoNB SITE PREPARATION ($2,500 plus $50/acre or lot) | LS | 2500 | 23.36 | 9000
| CoNB INSPECTION FEES | LS | 200 | 1 | 200
| CoNB SUBDIVISION/PUBLIC INRASTRUCTURE PLAN REVIEW ($3,500 plus $50/acre or lot) | LS | 3500 | 23.36 | 10000 | 49.02
| CoNB REVIEW MEETINGS (ASSUMED 4 MEETINGS) | LS | 1750 | 1 | 1750
| CoNB TIA REVIEW | LS | 1250 |  | 0
| CoNB TIA REVIEW (UNIT) | LS | 100 | 1 | 100
| CoNB STORMWATER CONNECTION FEE (600 P/LOT) | LOT | 600 | 130 | 78000
| CoNB INFORMATION AND TECHNOLOGY | % | 0.03 |  | 930.18
| CoNB PARKS FEE-IN-LIEU-OF DEDICATION | LOT | 208 | 130 | 27040
| CoNB PARKS DEVELOPMENT FEE | LOT | 1528 | 130 | 198640
| COMAL COUNTY MAJOR PLAT FEES (BASE FEE) | UNIT | 3250 | 1 | 3250
| COMAL COUNTY MAJOR PLAT FEES (RES.) | LOT | 100 | 130 | 13000
| COMAL COUNTY SEWERAGE FACILTY PERMIT (>500 GPD) | LS | 500 |  | 0
| COMAL COUNTY SUBDIVISION REVIEW ($100+$5 P/LOT) | LS | 100 | 130 | 750
| COMAL COUNTY RECORDING FEE (Assumed 3 pages $100 p/page) | LS | 321 | 1 | 321
| TCEQ TPDES FEE | UNIT | 325 | 1 | 325
| SEWER IMPACT FEES | VARIES | 0 |  | 0
| CRYSTAL CLEAR SUD METER BASE RATE (5/8"X3/4" SFR) | UNIT | 44.51 | 130 | 5786.3
| ENGINEERING |  |  |  | 325000
| ENGINEERING FEES (RESIDENTIAL) | LS | 2500 | 130 | 325000
| STREETS |  |  |  | 1671002
| MOBILIZATION | EA | 60000 | 1 | 60000
| CLEARING | AC | 3600 | 16 | 57600
| TPDES (SMALL) | LS | 10000 | 1 | 10000
| UNIT/STREET EXCAVATION | CY | 18 | 19064 | 343152
| UNIT/STREET EMBANKMENT | CY | 4 | 744 | 2976
| EXPORT HAUL OFF | CY | 12 | 18320 | 219840
| 2" ASPHALT (50' ROW) | SY | 12 | 14730 | 176760
| 10" FLEX. BASE (50' ROW) | SY | 34 | 14730 | 500820
| PRIME COAT | GAL | 4 | 2946 | 11784
| TACK COAT | GAL | 4 | 1473 | 5892
| 6" LIME TREATED SUBGRADE | SY | 5 | 14730 | 73650
| LIME (32LB/SY) | TON | 220 | 236 | 51920
| CONCRETE CURB | LF | 13 | 8630 | 112190
| HEADER CURB & GUARD POSTS | LF | 45 | 56 | 2520
| REMOVE HEADER CURB & GUARD POSTS | LF | 15 | 84 | 1260
| BLUE PAVEMENT MARKER | EA | 23 | 6 | 138
| STRIPING | LS | 10000 | 1 | 10000
| CONCRETE SIDEWALK | SY | 50 | 170 | 8500
| WEELCHAIR RAMPS | EA | 500 | 24 | 12000
| REGULATORY STREET SIGNS (SMALL) | LS | 10000 | 1 | 10000
| LOT GRADING |  |  |  | 1749212
| LOT EXCAVATION | CY | 18 | 60126 | 1082268
| LOT UNIT EMBANKMENT | CY | 4 | 26621 | 106484
| LOT EXPORT HAUL OFF | CY | 12 | 33505 | 402060
| RETAINING WALLS | FF | 30 | 5280 | 158400
| DRAINAGE |  |  |  | 475485
| 15' CURB INLET | EA | 16000 | 2 | 32000
| 20' CURB INLET | EA | 21000 | 5 | 105000
| 6" CONCRETE RIP RAP | SY | 190 | 60 | 11400
| 4'x4' CONCRETE JUNCTION BOX | EA | 6000 | 2 | 12000
| 5'x5' CONCRETE JUNCTION BOX | EA | 7000 | 3 | 21000
| 24" RCP | LF | 90 | 520 | 46800
| 36" R.C.P. | LF | 140 | 305 | 42700
| 42" RCP | LF | 160 | 160 | 25600
| TRENCH EXCAVATION PROTECTION | LF | 1 | 985 | 985
| ROCK RUBBLE (8"-12") | CY | 500 | 6 | 3000
| TEMPORARY DRAINS | LS | 25000 | 1 | 25000
| WATER QUALITY POND | LS | 150000 | 1 | 150000
| SANITARY SEWER |  |  |  | 589186
| 8" SANITARY SEWER PIPE (10' - 14') | LF | 55 | 3317 | 182435
| TIE IN TO EX. MH | LS | 10000 | 4 | 40000
| STANDARD MANHOLES | EA | 6000 | 12 | 72000
| DROP MANHOLES | EA | 7500 | 1 | 7500
| EXTRA DEPTH - MANHOLES | VF | 700 | 60 | 42000
| VERTICAL STACKS (ASSUMED 5' PER LOT) | VF | 90 | 390 | 35100
| 8"x6" WYES | EA | 140 | 110 | 15400
| 6" SEWER LATERALS | LF | 47 | 3850 | 180950
| TELEVISE SEWER MAIN | LF | 2 | 3317 | 6634
| TRENCH EXCAVATION PROTECTION | LF | 1 | 7167 | 7167
| WATER SYSTEM |  |  |  | 560457.35
| 8" PVC CLASS 235 WATER MAIN | LF | 40 | 2566 | 102640
| 8" GATE VALVE & BOX, COMPLETE | EA | 1800 | 7 | 12600
| 12" PVC CLASS 235 WATER MAIN | LF | 75 | 1956 | 146700
| 12" GATE VALVE & BOX, COMPLETE | EA | 2600 | 8 | 20800
| STANDARD F.H. COMPLETE W/ VALVE | EA | 4500 | 6 | 27000
| CAST IRON FITTINGS (.002 p/LF) | TON | 5000 | 10 | 50000
| 8"X2"TEMPORARY BLOWOFF | EA | 1800 | 1 | 1800
| 12"X2" TEMPORARY BLOWOFF | EA | 1900 | 2 | 3800
| 12X2" PERMANENT BLOWOFF | EA | 2200 | 2 | 4400
| 3/4" LONG SINGLE SERVICE | EA | 1350 | 45 | 60750
| 3/4" SHORT SINGLE SERVICE | EA | 730 | 85 | 62050
| 3/4" IRRIGATION SERVICE | EA | 900 | 5 | 4500
| HYDROSTATIC TEST | EA | 3145.35 | 1 | 3145.35
| TRENCH EXCAVATION PROTECTION | LF | 1 | 4522 | 4522
| METER BOXES | EA | 275 | 130 | 35750
| CONDUIT IRRIGATION CROSSING (2-4" PVC) | LF | 80 | 250 | 20000
| ELECTRIC |  |  |  | 708059
| UNDERGROUND ELECTRIC SERVICE (MINOR) | LF | 7 | 2517 | 17619
| UNDERGROUND ELECTRIC SERVICE (MAJOR) | LF | 20 | 1837 | 36740
| CONDUIT PRIMARY (4~6" & 2~4" PVC BUNDLE W/SWEEPS) | LF | 210 | 720 | 151200
| CONDUIT SECONDARY (2~6" & 2~4" PVC BUNDLE W/SWEEPS) | LF | 150 | 3250 | 487500
| STREET LIGHTS | EA | 2500 | 6 | 15000
| OFFSITE MITIGATIONS |  |  |  | 0
| CONTINGENCY |  |  |  | 504534.235
| CONTINGENCY | % | 10% | 5045342.35 | 504534.235
GRAND TOTAL |  |  |  |  | 6941984.065

## Unit 14 (hidden)
#REF!
STAGE | #REF!
PROJECT | #REF!
PROJECT NO. | #REF!
PREPARED BY | #REF! | DATE |  | #REF! |  |  | 2022-06-03
CHECKED BY | #REF! | REVISED DATE |  | #REF!
COST DETAIL
| #REF! |  |  | Lot Count | #REF!
| Description / Contractor | UOM | Price/Unit | #Units | Total
| MUNCIPAL FEES |  |  |  | 300304.82
| CoNB MASTER PLAN ($1,000 plus $50p/acre)($2,575 max) | LS | $1000-$2,500 | 32.4 | 2575
| CoNB PRELIMINARY PLAT | LS | 100 | 32.4 | 2575
| CoNB FINAL PLAT | LS | 100 | 32.4 | 2575
| CoNB DRAINAGE REVIEW | LS | 3000 | 1 | 3000
| CoNB SITE PREPARATION ($2,500 plus $50/acre or lot) | LS | 2500 | 32.4 | 7850
| CoNB INSPECTION FEES | LS | 200 | 1 | 200
| CoNB SUBDIVISION/PUBLIC INRASTRUCTURE PLAN REVIEW ($3,500 plus $50/acre or lot) | LS | 3500 | 32.4 | 8850 | 49.02
| CoNB REVIEW MEETINGS (ASSUMED 4 MEETINGS) | LS | 1750 | 1 | 1750
| CoNB TIA REVIEW | LS | 1250 |  | 0
| CoNB TIA REVIEW (UNIT) | LS | 100 | 1 | 100
| CoNB STORMWATER CONNECTION FEE (600 P/LOT) | LOT | 600 | 107 | 64200
| CoNB INFORMATION AND TECHNOLOGY | % | 0.03 |  | 884.25
| CoNB PARKS FEE-IN-LIEU-OF DEDICATION | LOT | 208 | 107 | 22256
| CoNB PARKS DEVELOPMENT FEE | LOT | 1528 | 107 | 163496
| COMAL COUNTY MAJOR PLAT FEES (BASE FEE) | UNIT | 3250 | 1 | 3250
| COMAL COUNTY MAJOR PLAT FEES (RES.) | LOT | 100 | 107 | 10700
| COMAL COUNTY SEWERAGE FACILTY PERMIT (>500 GPD) | LS | 500 |  | 0
| COMAL COUNTY SUBDIVISION REVIEW ($100+$5 P/LOT) | LS | 100 | 107 | 635
| COMAL COUNTY RECORDING FEE (Assumed 3 pages $100 p/page) | LS | 321 | 1 | 321
| TCEQ TPDES FEE | UNIT | 325 | 1 | 325
| SEWER IMPACT FEES | VARIES | 0 |  | 0
| CRYSTAL CLEAR SUD METER BASE RATE (5/8"X3/4" SFR) | UNIT | 44.51 | 107 | 4762.57
| ENGINEERING |  |  |  | 267500
| ENGINEERING FEES (RESIDENTIAL) | LS | 2500 | 107 | 267500
| STREETS |  |  |  | 534469.8
| MOBILIZATION | EA | 60000 | 1 | 60000
| CLEARING | AC | 3600 | 21 | 75600
| TPDES (SMALL) | LS | 10000 | 1 | 10000
| UNIT/STREET EXCAVATION | CY | 18 | 7370 | 132660
| UNIT/STREET EMBANKMENT | CY | 4 | 2533 | 10132
| EXPORT HAUL OFF | CY | 12 | 4837 | 58044
| 2" ASPHALT (50' ROW) | SY | 12 | 1169 | 14028
| 10" FLEX. BASE (50' ROW) | SY | 34 | 1169 | 39746
| PRIME COAT | GAL | 4 | 233.8 | 935.2
| TACK COAT | GAL | 4 | 116.9 | 467.6
| 6" LIME TREATED SUBGRADE | SY | 5 | 1169 | 5845
| LIME (32LB/SY) | TON | 220 | 19 | 4180
| CONCRETE CURB | LF | 13 | 6639 | 86307
| HEADER CURB & GUARD POSTS | LF | 45 | 28 | 1260
| REMOVE HEADER CURB & GUARD POSTS | LF | 15 | 56 | 840
| SAWCUT AND MATCH EXISTING ASPHALT | LF | 26 | 60 | 1560
| BLUE PAVEMENT MARKER | EA | 23 | 5 | 115
| STRIPING | LS | 10000 | 1 | 10000
| CONCRETE SIDEWALK | SY | 50 | 15 | 750
| WEELCHAIR RAMPS | EA | 500 | 24 | 12000
| REGULATORY STREET SIGNS (SMALL) | LS | 10000 | 1 | 10000
| LOT GRADING |  |  |  | 1784775
| LOT EXCAVATION | CY | 18 | 15914 | 286452
| LOT UNIT EMBANKMENT | CY | 4 | 76857 | 307428
| LOT IMPORT FILL | CY | 15 | 60943 | 914145
| RETAINING WALLS | FF | 30 | 9225 | 276750
| DRAINAGE |  |  |  | 206760
| 20' CURB INLET | EA | 21000 | 1 | 21000
| 6" CONCRETE RIP RAP | SY | 190 | 20 | 3800
| 24" RCP | LF | 90 | 60 | 5400
| TRENCH EXCAVATION PROTECTION | LF | 1 | 60 | 60
| ROCK RUBBLE (8"-12") | CY | 500 | 3 | 1500
| TEMPORARY DRAINS | LS | 25000 | 1 | 25000
| WATER QUALITY POND | LS | 150000 | 1 | 150000
| SANITARY SEWER |  |  |  | 470746
| 8" SANITARY SEWER PIPE (10' - 14') | LF | 55 | 2582 | 142010
| TIE IN TO EX. MH | LS | 10000 | 2 | 20000
| STANDARD MANHOLES | EA | 6000 | 7 | 42000
| DROP MANHOLES | EA | 7500 | 1 | 7500
| EXTRA DEPTH - MANHOLES | VF | 700 | 35 | 24500
| VERTICAL STACKS (ASSUMED 5' PER LOT) | VF | 90 | 321 | 28890
| 8"x6" WYES (CONCRETE SADDLE) | EA | 500 |  | 0
| 8"x6" WYES | EA | 140 | 107 | 14980
| 6" SEWER LATERALS | LF | 47 | 3815 | 179305
| LATERAL CLEANOUT | EA | 1100 |  | 0
| TELEVISE SEWER MAIN | LF | 2 | 2582 | 5164
| TRENCH EXCAVATION PROTECTION | LF | 1 | 6397 | 6397
| WATER SYSTEM |  |  |  | 458222.35
| 8" PVC CLASS 235 WATER MAIN | LF | 40 | 154 | 6160
| 8" GATE VALVE & BOX, COMPLETE | EA | 1800 | 1 | 1800
| 12" PVC CLASS 235 WATER MAIN | LF | 75 | 2818 | 211350
| 12" GATE VALVE & BOX, COMPLETE | EA | 2600 | 3 | 7800
| STANDARD F.H. COMPLETE W/ VALVE | EA | 4500 | 5 | 22500
| CAST IRON FITTINGS (.002 p/LF) | TON | 5000 | 6 | 30000
| 8"X2" PERMANENT BLOWOFF | EA | 2000 | 1 | 2000
| 12"X2" TEMPORARY BLOWOFF | EA | 1900 | 2 | 3800
| 3/4" LONG SINGLE SERVICE | EA | 1350 | 48 | 64800
| 3/4" SHORT SINGLE SERVICE | EA | 730 | 59 | 43070
| 3/4" IRRIGATION SERVICE | EA | 900 | 6 | 5400
| HYDROSTATIC TEST | EA | 3145.35 | 1 | 3145.35
| TRENCH EXCAVATION PROTECTION | LF | 1 | 2972 | 2972
| METER BOXES | EA | 275 | 107 | 29425
| CONDUIT IRRIGATION CROSSING (2-4" PVC) | LF | 80 | 300 | 24000
| ELECTRIC |  |  |  | 596243
| UNDERGROUND ELECTRIC SERVICE (MINOR) | LF | 7 | 2359 | 16513
| UNDERGROUND ELECTRIC SERVICE (MAJOR) | LF | 20 | 614 | 12280
| CONDUIT PRIMARY (4~6" & 2~4" PVC BUNDLE W/SWEEPS) | LF | 210 | 720 | 151200
| CONDUIT SECONDARY (2~6" & 2~4" PVC BUNDLE W/SWEEPS) | LF | 150 | 2675 | 401250
| STREET LIGHTS | EA | 2500 | 6 | 15000
| OFFSITE MITIGATIONS |  |  |  | 0
| CONTINGENCY |  |  |  | 345497.315
| CONTINGENCY | % | 10% | 3454973.15 | 345497.315
GRAND TOTAL |  |  |  |  | 4964518.285

## Unit 11 (hidden)
#REF!
STAGE | #REF!
PROJECT | #REF!
PROJECT NO. | #REF!
PREPARED BY | #REF! | DATE |  | #REF! |  | 2022-06-03
CHECKED BY | #REF! | REVISED DATE |  | #REF!
COST DETAIL
| #REF! |  |  | Lot Count | #REF!
- | Description/Contractor | UOM | Price/Unit | #Units | Total
MUNICIPAL FEES
| CIBOLO CONSTRUCTION PLAN REVIEW FEES | LS | 950000%
| CIBOLO FINAL PLAT FEES | LS | 825000%
| GUADALUPE COUNTY MAJOR PLAT FEES (BASE FEE) | UNIT | 300000%
| GUADALUPE COUNTY MAJOR PLAT FEES (RESIDENTIAL) | LOT | 10000% | 1 | 100
| GUADALUPE COUNTY FLOOD STUDY REVIEW FEE | LS | 50000%
| GUADALUPE COUNTY ROAD CONSTRUCTION REVIEW FEE | LS | 50000% | 1 | 500
| GUADALUPE COUNTY RECORDING FEE (ASSUUMED 3 PAGES) | LS | 42000%
| GVSUD WATER IMPACT FEES | LOT | 639000% | 1 | 6390
| GVSUD SEWER IMPACT FEES | LOT | 954000% |  | 0
| TCEQ TPDES FEE | LS | 32500% | 1 | 325
| CoSA TREE PLAN REVIEW & INSPECTION FEES | LS | 225000%
| CoSA DETENTION FEE-IN-LIEU | SF | 15%
| CoSA MDP FEES | LS | 300000%
| MEDINA COUNTY PLAT RECORDING FEES (ASSUMED 3 PGS.) | UNIT | 6300%
| SAWS WATER IMPACT FEES | LOT | 490800% | 1 | 4908
| SAWS SEWER IMPACT FEES | LOT | 208300%
|  | LS | 104150% |  | 0
|  | LS | 32500%
|  | SF | 500% | 1 | 5
|  |  |  | 1 | 0
0
0
| TCEQ TPDES FEE | LS | 32500% |  | 0
ENGINEERING
| SURVEYING - CAT 1A BOUNDARY SURVEY | LS | 2400000%
| SURVEYING - TOPO | LS | 2200000% |  | 0
| ENVIRONMENTAL - ENVIRONMENTAL/HISTORICAL REPORTS | LS | 1500000% |  | 0
| GEOTECHNICAL - STREET & FOUNDATION | LS | 1000000% | 0 | 0
| ENGINEERING FEES - DESIGN & PLATTING | FF | 6000% | 0 | 0
| ENGINEERING FEES - TURN LANES | % | 10% | 0 | 0
| ENGINEERING FEES - CONSTRUCTION ADMINISTRATION | LOT | 75000% |  | 0
| STORMWATER MANAGEMENT PLAN | LS | 1500000% |  | 667628
| CONSTRUCTION MATERIAL TESTING | LS | 1200000% |  | 0
| STREETS |  |  | 1 | 75000
| REMOVE EXISTING IMPROVEMENTS | LS | 1000000% | 12.1 | 43560
| MOBILIZATION | EA | 7500000% | 1 | 0
| CLEARING | AC | 360000% |  | 0
| TREE PROTECTION | EA | 0% |  | 0
| CONCRETE WASHOUT PIT | EA | 100000% | 1 | 0
| CONSTRUCTION ENTRANCE/EXIT | EA | 350000% |  | 0
| STAGING | EA | 0% |  | 0
| SILT FENCE | LF | 281% |  | 0
| ROCK BERM | LF | 3621% |  | 0
| INLET PROTECTION | LF | 1187% |  | 0
| OPEN SPACE REVEGETATION | SY | 0% | 1 | 15000
| TPDES | LS | 800000% | 4748 | 80716
| TPDES (LARGE) | LS | 1500000% | 7059 | 28236
| UNIT/STREET EXCAVATION | CY | 1700% |  | 0
| UNIT/STREET EMBANKMENT | CY | 400% |  | 0
| IMPORT FILL | CY | 1500% | 2311 | 6933
| HAUL OFF | CY | 600% | 0 | 0
| IMPORT FILL FROM FUTURE UNIT | CY | 300% | 8340 | 100080
| HAUL OFF TO FUTURE UNIT | CY | 300% | 8340 | 125100
| 2" ASPHALT (SECONDARY ACCESS) | SY | 1200% |  | 0
| 8" FLEX. BASE (SECONDARY ACCESS) | SY | 1500% |  | 0
| 2" ASPHALT (70' ROW) | SY | 1200% | 0 | 0
| 10" FLEX. BASE (70' ROW) | SY | 2100% | 0 | 0
| 3" X 5" BULL ROCK | SY | 1900% |  | 0
| 3" ASPHALT (70' ROW) | SY | 1600% |  | 0
| 19.5" FLEX. BASE (70' ROW) | SY | 2600% | 1668 | 6672
| 10" ASPHALT TREATED BASE (ATB) | SY | 15000% | 834 | 3336
| PRIME COAT | GAL | 400% | 8340 | 50040
| TACK COAT | GAL | 400% | 0 | 0
| 6" LIME TREATED SUBGRADE | SY | 600% | 134 | 29480
| 8" LIME TREATED SUBGRADE | SY | 800% | 5155 | 67015
| LIME (42LB/SY) | TON | 22000% | 56 | 2520
| CONCRETE CURB & GUTTER | LF | 1300% | 56 | 840
| HEADER CURB & GUARD POSTS | LF | 4500% |  | 0
| HEADER CURB | LF | 1500% |  | 0
| SAWCUT AND MATCH EXISTING ASPHALT | LS | 2000000% |  | 0
| 4 INCH WIDE WHITE LINE | LF | 300% |  | 0
| 4 INCH WIDE YELLOW LINE (BROKEN ) | LF | 400% |  | 0
| 4 INCH WIDE YELLOW LINE(SOLID) | LF | 600% |  | 0
| 4 INCH WIDE YELLOW LINE (DOUBLE) | LF | 1000% |  | 0
| 24 INCH WHITE STOP LINE | LF | 1700% |  | 0
| 8 INCH WIDE WHITE LINE (SOLID) | LF | 800% |  | 0
| 12 INCH WIDE WHITE LINE (SOLID) | LF | 1000% |  | 0
| 4 INCH (SOLID) & 4 INCH WIDE (BROKEN) YELLOW LINE | LF | 1000% |  | 0
| 24 INCH WHITE PAVEMENT CROSSWALK STRIPING | LF | 2300% |  | 0
| MEDIAN NOSE YELLOW | EA | 120000% |  | 0
| WORD "ONLY" | WORD | 25000% |  | 0
| COMBINATION THRU/RIGHT WHITE ARROW | EA | 50000% |  | 0
| RIGHT WHITE ARROW | EA | 20000% |  | 0
| LEFT WHITE ARROW | EA | 20000% |  | 0
| PAVEMENT MARKER (TYPE II A-A) | EA | 2300% |  | 0
| BLUE PAVEMENT MARKER | EA | 2300% |  | 0
| METAL BEAM GUARD FENCE | LF | 13000% |  | 0
| MBGF- SINGLE GUARD RAIL TERMINAL | LF | 11500% |  | 0
| MBGF- DOWNSTREAM ANCHOR TERMINAL | LF | 21000% |  | 0
| SIGNAGE & STRIPING | LS | 1000000% | 30 | 1500
| SIGNAGE & STRIPING | LS | 500000% | 12 | 21600
| CONCRETE SIDEWALK | SY | 5000% |  | 0
| ADA RAMPS (DEVELOPER RESPONSIBILITY) | EA | 180000% |  | 0
| STREET NAME SIGNS (9in) | EA | 20000% |  | 0
| REGULATORY STREET SIGNS | EA | 26000% | 1 | 10000
| REGULATORY STREET SIGNS (LARGE) | LS | 2000000% |  | 0
| REGULATORY STREET SIGNS (SMALL) | LS | 1000000% |  | 0
| TEMPORARY TURN AROUND | LS | 1500000% |  | 331061780
| STREETSCAPE PLANTING (ASSUME BOTH SIDES OF COLLECTORS AT EVERY 50') | EA | 40000% | 54880 | 164640
| GRADING |  |  | 50470 | 100940
| STREET & LOT EXCAVATION | CY | 300% | 0 | 0
| STREET & LOT EMBANKMENT | CY | 200% | 4410 | 330750000
| CLEARING/SITE PREP | Ac | 360000% |  | 0
| MOBILIZATION | EA | 7500000% |  | 0
| CONCRETE WASHOUT PIT | EA | 1500000% | 0 | 0
| CONSTRUCTION ENTRANCE/EXIT | EA | 1500000% | 0 | 0
| SILT FENCE | LF | 250% |  | 0
| ROCK BERMS | LF | 3500% |  | 0
| OVERAL CUT | CY | 0% | 1540 | 46200
| OVERALL FILL | CY | 0% |  | 283540
| RETAINING WALLS | FF | 3000% |  | 0
| DRAINAGE |  |  |  | 0
| DRAIN EXCAVATION | CY | 300% |  | 0
| DRAIN EMBANKMENT | CY | 400% |  | 0
| HAUL OFF | CY | 1200% |  | 0
| 5' CURB INLET | EA | 700000% |  | 0
| 10' CURB INLET | EA | 1560000% |  | 0
| 15' CURB INLET | EA | 1920000% | 1 | 25500
| 20' CURB INLET | EA | 2520000% | 1 | 32400
| 25' CURB INLET | EA | 2550000% |  | 0
| 35' CURB INLET | EA | 3240000% | 40 | 7600
| 5" CONCRETE RIP RAP | SY | 15500% |  | 0
| 6" CONCRETE RIP RAP | SY | 19000% |  | 0
| 4'x4' CONCRETE JUNCTION BOX | EA | 600000% |  | 0
| 5'x5' CONCRETE JUNCTION BOX | EA | 700000% |  | 0
| 6'x6' CONCRETE JUNCTION BOX | EA | 1100000% |  | 0
| 13'x13' JUNCTION BOX | EA | 4291030% | 120 | 15000
| 24" R.C.P. | LF | 9000% | 120 | 16800
| 30" R.C.P. | LF | 12500% |  | 0
| 36" R.C.P. | LF | 14000% |  | 0
| 42" RCP | LF | 16000% |  | 0
| 48" RCP | LF | 20000% |  | 0
| 54" R.C.P. | LF | 22000% |  | 0
| 60" R.C.P. | LF | 35000% |  | 0
| 3'X2' S.B.C. | LF | 40000% |  | 0
| 4'X3' S.B.C. | LF | 50000% |  | 0
| 5'X3' S.B.C. | LF | 52800% |  | 0
| 6'X3' S.B.C. | LF | 58000% | 1 | 2700
| 10 ~ 8'x8' SBC (122 LF) | LF | 910000% |  | 0
| CONCRETE STRUCTURE (BAFFLE BLOCKS) | CY | 270000% |  | 0
| CONCRETE STRUCTURE (HEADWALL) | LS | 2500000% |  | 0
| CONCRETE COLLARS | EA | 41500% |  | 0
| PIPE RAILING | LF | 8500% |  | 0
| REVEGATATION | SY | 300% |  | 0
| 4" TOP SOIL | SY | 300% |  | 0
| TURF REINFORCEMENT | SY | 1000% |  | 0
| HYDROTURF | SY | 9000% | 240 | 240
| SIDEWALK BOX DRAIN | EA | 1000000% |  | 0
| TRENCH EXCAVATION PROTECTION | LF | 100% | 30 | 3300
| ROCK RUBBLE (8"-12") | CY | 50000% | 1 | 180000
| ROCK GABION MATTRESS | SY | 11000% |  | 0
| DETENTION POND 1 | LS | 18000000% |  | 0
| DETENTION POND 2 | LS | 13000000%
| WATER QUALITY POND | LS | 15000000% |  | 0
| SANITARY SEWER |  |  | 803.28 | 64262.4
| 8" SANITARY SEWER PIPE (6' - 10') | LF | 5500% | 852.02 | 61345.44
| 8" SANITARY SEWER PIPE (10' - 20') | LF | 8000% | 414.33 | 62149.5
| 8" SANITARY SEWER PIPE (10' - 14') | LF | 7200% |  | 0
| 8" SANITARY SEWER PIPE (14' - 22') | LF | 15000% |  | 0
| 12" SANITARY SEWER PIPE (0' - 6') | LF | 4800% |  | 0
| 12" SANITARY SEWER PIPE (6' - 10') | LF | 5600% |  | 0
| 12" SANITARY SEWER PIPE (10' - 14') | LF | 7300% |  | 0
| 12" SANITARY SEWER PIPE (15' - 20') | LF | 12000% |  | 0
| 15" SANITARY SEWER PIPE (0' - 10') | LF | 5500% |  | 0
| 15" SANITARY SEWER PIPE (10' - 14') | LF | 7300% |  | 0
| 15" SANITARY SEWER PIPE (14' - 18') | LF | 13500% |  | 0
| 15" SANITARY SEWER PIPE (18' - 22') | LF | 18000% |  | 0
| 18" SANITARY SEWER PIPE (14' - 18') | LF | 1000% |  | 0
| 30" BORE, JACK. ,OR TUNN., COMPLETE | LF | 90000% | 2 | 20000
| CONCRETE ENCASEMENT | LF | 5000% | 7 | 42000
| TIE IN TO EX. MH | LS | 1000000% | 1 | 7500
| STANDARD MANHOLES | EA | 600000% | 35 | 24500
| DROP MANHOLES | EA | 750000%
| EXTRA DEPTH - MANHOLES | VF | 70000% |  | 0
| VERTICAL STACKS (ASSUMED 5' PER LOT) | VF | 9000% | 93 | 13020
| 8"x6" WYES (CONCRETE SADDLE) | EA | 50000% | 3720 | 174840
| 8"x6" WYES | EA | 14000% |  | 0
| 6" SEWER LATERALS | LF | 4700% | 852.02 | 1704.04
| LATERAL CLEANOUT | EA | 110000% | 4572.02 | 4572.02
| TELEVISE SEWER MAIN | LF | 200% |  | 0
| TRENCH EXCAVATION PROTECTION | LF | 100% |  | 0
| 2"X4" LUMBER (PAINTED GREEN) | EA | 0% |  | 0
| PHASE I (232 LUE's) WATER FLEET SOLUTION | LS | 60000000% |  | 0
| PHASE II (527 LUE's) WASTE WATER TREATEMENT PLANT (200 GAL/LOT) | GAL | 3800% |  | 0
| PHASE III (1050 LUE's) WASTE WATER TREATMENT PLANT (200 GAL/LOT) | GAL | 2500% |  | 0
| PHASE IV (1430 LUE's) WASTE WATER TREATMENT PLANT (200 GAL/LOT) | GAL | 2000% |  | 0
| EXISTING STREET TRENCH & STREET REPAIR | LF | 25000%
| TRAFFIC CONTROL FOR OPEN CUT SEWER TRENCH | LS | 750000% |  | 0
| WATER SYSTEM |  |  | 2795 | 156520
| 2" HDPE 200 PSI DR 11 | LF | 3000% | 8 | 25040
| 8" PVC CLASS 200 WATER MAIN | LF | 5600% |  | 0
| 8" GATE VALVE & BOX, COMPLETE | EA | 313000% |  | 0
| 12" PVC CLASS 235 WATER MAIN | LF | 11500% |  | 0
| 12" GATE VALVE & BOX, COMPLETE | EA | 500000% |  | 0
| 8" DUCTILE IRON PIPE | LF | 7100% |  | 0
| 12" DUCTILE IRON PIPE | LF | 9300% |  | 0
| OFFSITE STANDARD F.H. COMPLETE W/ VALVE | EA | 550000% |  | 0
| 16" PVC CLASS 235 WATER MAIN | LF | 16500% |  | 0
| 16" GATE VALVE & BOX, COMPLETE | EA | 1260000% |  | 0
| 24" PVC CLASS 235 WATER MAIN | LF | 15000% | 2 | 10000
| 24" BUTTERFLY VALVE, COMPLETE | EA | 1500000% | 6 | 10800
| STANDARD F.H. COMPLETE W/ VALVE | EA | 550000% |  | 0
| CAST IRON FITTINGS | TON | 500000% | 4 | 8800
| 8"X2"TEMPORARY BLOWOFF | EA | 180000% |  | 0
| 8"X2" PERMANENT BLOWOFF | EA | 200000% |  | 0
| 12"X2" TEMPORARY BLOWOFF | EA | 190000% |  | 0
| 12X2" PERMANENT BLOWOFF | EA | 220000% |  | 0
| 16"X2"TEMPORARY BLOWOFF | EA | 410000% |  | 0
| 16"X2" PERMANENT BLOWOFF | EA | 450000% |  | 0
| 24"X2" TEMPORARY BLOWOFF | EA | 1500000% | 36 | 55800
| 24X2" PERMANENT BLOWOFF | EA | 1650000% | 62 | 55800
| 3/4" LONG SINGLE SERVICE | EA | 135000% |  | 0
| 3/4" SHORT SINGLE SERVICE | EA | 73000% |  | 0
| 1" DUAL LONG | EA | 155000% |  | 0
| 1" DUAL SHORT | EA | 90000% | 3 | 3
| 3/4" IRRIGATION SERVICE | EA | 90000% | 1 | 275
| 1" IRRIGATION SERVICE | EA | 135000% | 2795 | 27950000
| HYDROSTATIC TEST | EA | 314535%
| TRENCH EXCAVATION PROTECTION | LF | 100% | 2 | 10992
| METER BOXES | EA | 27500% |  | 0
| TIE IN TO EX. 8" MAIN | LS | 500000% |  | 0
| TIE IN TO EX. 12" MAIN | LS | 1000000% |  | 0
| TIE IN TO EX. 16" MAIN | LS | 1250000% |  | 0
| CCSUD ACQUISITION & CONNECTION FEE | LS | 549600% | 150 | 57000000
| CCSUD INSPECTION FEE | LS | 1000000% |  | 0
| CONDUIT IRRIGATION CROSSING (2-4" PVC) | LF | 8000% |  | 0
| STORAGE TANK | EA | 175000000% |  | 0
| CCSUD ADDITIONAL PUMP CAPACITY | LS | 37800000% |  | 0
| CCSUD ELECTRICAL IMPROVEMENTS | LS | 38000000% |  | 0
| CCSUD 50% PRO RATA SHARE | LS | 63000000%
| CCSUD CONTINGENCY | EA | 50200000% | 2720 | 19040
| TRENCH EXCAVATION PROTECTION | LF | 100% |  | 0
| CONCRETE ENCASEMENT | LF | 12000% |  | 0
| 6" TOP SOIL | SY | 400% |  | 0
| TRAFFIC CONTROL | LS | 1000000% |  | 0
| CASCADE CAVERN |  |  | 480 | 100800
| DRIVEWAY - OPEN CUT/REPLACE | EA | 1000000%
| 6" ASPHALT TREATED BASE | SY | 1200% | 4 | 10000
| 1.5" HMAC TYPE D | SY | 1200% |  | 0
| 24" PVC CLASS 235 WATER MAIN | LF | 24000% |  | 0
| 24" BUTTERFLY VALVE, COMPLETE | EA | 2410000% |  | 0
| 24" AIR RELEASE VALVE | EA | 2450000% |  | 0
| CAST IRON FITTINGS | TON | 500000% |  | 0
| TRENCH EXCAVATION PROTECTION | LF | 100%
| DRAINAGE STRUCTURE REMOVE/REPLACE | EA | 2500000%
| TRAFFIC CONTROL | LS | 5000000% |  | 0
JIM
| CLEARING | AC | 360000%
| 24" PVC CLASS 235 WATER MAIN | LF | 24000%
| 24" BUTTERFLY VALVE, COMPLETE | EA | 2410000%
| CAST IRON FITTINGS | TON | 500000%
| TRENCH EXCAVATION PROTECTION | LF | 100%
| CONCRETE ENCASEMENT | LF | 12000%
| REVEGATATION | SY | 400%
MASSEY
| CLEARING | AC | 360000%
| 24" PVC CLASS 235 WATER MAIN | LF | 24000%
| 24" BUTTERFLY VALVE, COMPLETE | EA | 2410000%
| 24" AIR RELEASE VALVE | EA | 2450000%
| TIE IN TO EX. 24" MAIN | LS | 2000000%
| CAST IRON FITTINGS | TON | 500000%
| TRENCH EXCAVATION PROTECTION | LF | 100%
| 8" ASPHALT TREATED BASE | SY | 1800%
| 2" HMAC TYPE D | SY | 1200%
| GATE REPLACEMENT | EA | 2000000%
| WATER BOOSTER STATION | EA | 350000000%
| TPDES | LS | 3000000%
| HYDROSTATIC TESTING | LS | 1000000%
ELECTRIC
| UNDERGROUND ELECTRIC SERVICE (MINOR) | LF | 700%
| UNDERGROUND ELECTRIC SERVICE (MAJOR) | LF | 2000%
| RISER POLES | EA | 270000%
| OVERHEAD EXTENSION | LS | 22500000%
| UNDERGROUND ELECTRIC SERVICE | LOT | 300000%
| CONDUIT PRIMARY (4~6" & 2~4" PVC BUNDLE W/SWEEPS) | LF | 21000%
| CONDUIT SECONDARY (2~6" & 2~4" PVC BUNDLE W/SWEEPS) | LF | 15000%
| STREET LIGHTS | EA | 250000%
OFFSITE MITIGATIONS
| TRAFFIC SIGNAL | LS | 50000000%
| LEFT TURN LANE | EA | 15000000%
| RIGHT TURN LANE | EA | 10000000%
| WATSON LANE IMPROVEMENTS | LS | 50000000%
CONTINGENCY
| CONTINGENCY | % | 10%
| CONTINGENCY | % | 5%
GRAND TOTAL

## Unit 12 (hidden)
#REF!
STAGE | #REF!
PROJECT | #REF!
PROJECT NO. | #REF!
PREPARED BY | #REF! | DATE |  | #REF! |  | 2022-06-03
CHECKED BY | #REF! | REVISED DATE |  | #REF!
COST DETAIL
| #REF! |  |  | Lot Count | #REF!
- | Description/Contractor | UOM | Price/Unit | #Units | Total
MUNICIPAL FEES
| CIBOLO CONSTRUCTION PLAN REVIEW FEES | LS | 950000%
| CIBOLO FINAL PLAT FEES | LS | 825000%
| GUADALUPE COUNTY MAJOR PLAT FEES (BASE FEE) | UNIT | 300000%
| GUADALUPE COUNTY MAJOR PLAT FEES (RESIDENTIAL) | LOT | 10000% | 1 | 100
| GUADALUPE COUNTY FLOOD STUDY REVIEW FEE | LS | 50000%
| GUADALUPE COUNTY ROAD CONSTRUCTION REVIEW FEE | LS | 50000% | 1 | 500
| GUADALUPE COUNTY RECORDING FEE (ASSUUMED 3 PAGES) | LS | 42000%
| GVSUD WATER IMPACT FEES | LOT | 639000% | 1 | 6390
| GVSUD SEWER IMPACT FEES | LOT | 954000% |  | 0
| TCEQ TPDES FEE | LS | 32500% | 1 | 325
| CoSA TREE PLAN REVIEW & INSPECTION FEES | LS | 225000%
| CoSA DETENTION FEE-IN-LIEU | SF | 15%
| CoSA MDP FEES | LS | 300000%
| MEDINA COUNTY PLAT RECORDING FEES (ASSUMED 3 PGS.) | UNIT | 6300%
| SAWS WATER IMPACT FEES | LOT | 490800% | 1 | 4908
| SAWS SEWER IMPACT FEES | LOT | 208300%
|  | LS | 104150% |  | 0
|  | LS | 32500%
|  | SF | 500% | 1 | 5
|  |  |  | 1 | 0
0
0
| TCEQ TPDES FEE | LS | 32500% |  | 0
ENGINEERING
| SURVEYING - CAT 1A BOUNDARY SURVEY | LS | 2400000%
| SURVEYING - TOPO | LS | 2200000% |  | 0
| ENVIRONMENTAL - ENVIRONMENTAL/HISTORICAL REPORTS | LS | 1500000% |  | 0
| GEOTECHNICAL - STREET & FOUNDATION | LS | 1000000% | 0 | 0
| ENGINEERING FEES - DESIGN & PLATTING | FF | 6000% | 0 | 0
| ENGINEERING FEES - TURN LANES | % | 10% | 0 | 0
| ENGINEERING FEES - CONSTRUCTION ADMINISTRATION | LOT | 75000% |  | 0
| STORMWATER MANAGEMENT PLAN | LS | 1500000% |  | 1427745
| CONSTRUCTION MATERIAL TESTING | LS | 1200000% |  | 0
| STREETS |  |  | 1 | 75000
| REMOVE EXISTING IMPROVEMENTS | LS | 1000000% | 32.56 | 117216
| MOBILIZATION | EA | 7500000% | 1 | 0
| CLEARING | AC | 360000% |  | 0
| TREE PROTECTION | EA | 0% |  | 0
| CONCRETE WASHOUT PIT | EA | 100000% | 1 | 0
| CONSTRUCTION ENTRANCE/EXIT | EA | 350000% |  | 0
| STAGING | EA | 0% |  | 0
| SILT FENCE | LF | 281% |  | 0
| ROCK BERM | LF | 3621% |  | 0
| INLET PROTECTION | LF | 1187% |  | 0
| OPEN SPACE REVEGETATION | SY | 0% | 1 | 15000
| TPDES | LS | 800000% | 11146 | 189482
| TPDES (LARGE) | LS | 1500000% | 11891 | 47564
| UNIT/STREET EXCAVATION | CY | 1700% |  | 0
| UNIT/STREET EMBANKMENT | CY | 400% |  | 0
| IMPORT FILL | CY | 1500% | 745 | 2235
| HAUL OFF | CY | 600% | 0 | 0
| IMPORT FILL FROM FUTURE UNIT | CY | 300% | 16805 | 201660
| HAUL OFF TO FUTURE UNIT | CY | 300% | 16805 | 252075
| 2" ASPHALT (SECONDARY ACCESS) | SY | 1200% | 2960 | 35520
| 8" FLEX. BASE (SECONDARY ACCESS) | SY | 1500% | 2960 | 62160
| 2" ASPHALT (70' ROW) | SY | 1200% | 0 | 0
| 10" FLEX. BASE (70' ROW) | SY | 2100% | 0 | 0
| 3" X 5" BULL ROCK | SY | 1900% |  | 0
| 3" ASPHALT (70' ROW) | SY | 1600% |  | 0
| 19.5" FLEX. BASE (70' ROW) | SY | 2600% | 3953 | 15812
| 10" ASPHALT TREATED BASE (ATB) | SY | 15000% | 1976.5 | 7906
| PRIME COAT | GAL | 400% | 19765 | 118590
| TACK COAT | GAL | 400% | 0 | 0
| 6" LIME TREATED SUBGRADE | SY | 600% | 317 | 69740
| 8" LIME TREATED SUBGRADE | SY | 800% | 11515 | 149695
| LIME (42LB/SY) | TON | 22000% | 56 | 2520
| CONCRETE CURB & GUTTER | LF | 1300% | 118 | 1770
| HEADER CURB & GUARD POSTS | LF | 4500% |  | 0
| HEADER CURB | LF | 1500% |  | 0
| SAWCUT AND MATCH EXISTING ASPHALT | LS | 2000000% |  | 0
| 4 INCH WIDE WHITE LINE | LF | 300% |  | 0
| 4 INCH WIDE YELLOW LINE (BROKEN ) | LF | 400% |  | 0
| 4 INCH WIDE YELLOW LINE(SOLID) | LF | 600% |  | 0
| 4 INCH WIDE YELLOW LINE (DOUBLE) | LF | 1000% |  | 0
| 24 INCH WHITE STOP LINE | LF | 1700% |  | 0
| 8 INCH WIDE WHITE LINE (SOLID) | LF | 800% |  | 0
| 12 INCH WIDE WHITE LINE (SOLID) | LF | 1000% |  | 0
| 4 INCH (SOLID) & 4 INCH WIDE (BROKEN) YELLOW LINE | LF | 1000% |  | 0
| 24 INCH WHITE PAVEMENT CROSSWALK STRIPING | LF | 2300% |  | 0
| MEDIAN NOSE YELLOW | EA | 120000% |  | 0
| WORD "ONLY" | WORD | 25000% |  | 0
| COMBINATION THRU/RIGHT WHITE ARROW | EA | 50000% |  | 0
| RIGHT WHITE ARROW | EA | 20000% |  | 0
| LEFT WHITE ARROW | EA | 20000% |  | 0
| PAVEMENT MARKER (TYPE II A-A) | EA | 2300% |  | 0
| BLUE PAVEMENT MARKER | EA | 2300% |  | 0
| METAL BEAM GUARD FENCE | LF | 13000% |  | 0
| MBGF- SINGLE GUARD RAIL TERMINAL | LF | 11500% |  | 0
| MBGF- DOWNSTREAM ANCHOR TERMINAL | LF | 21000% |  | 0
| SIGNAGE & STRIPING | LS | 1000000% | 140 | 7000
| SIGNAGE & STRIPING | LS | 500000% | 26 | 46800
| CONCRETE SIDEWALK | SY | 5000% |  | 0
| ADA RAMPS (DEVELOPER RESPONSIBILITY) | EA | 180000% |  | 0
| STREET NAME SIGNS (9in) | EA | 20000% |  | 0
| REGULATORY STREET SIGNS | EA | 26000% | 1 | 10000
| REGULATORY STREET SIGNS (LARGE) | LS | 2000000% |  | 0
| REGULATORY STREET SIGNS (SMALL) | LS | 1000000% |  | 0
| TEMPORARY TURN AROUND | LS | 1500000% |  | 645187610
| STREETSCAPE PLANTING (ASSUME BOTH SIDES OF COLLECTORS AT EVERY 50') | EA | 40000% | 106960 | 320880
| GRADING |  |  | 98365 | 196730
| STREET & LOT EXCAVATION | CY | 300% | 0 | 0
| STREET & LOT EMBANKMENT | CY | 200% | 8595 | 644625000
| CLEARING/SITE PREP | Ac | 360000% |  | 0
| MOBILIZATION | EA | 7500000% |  | 0
| CONCRETE WASHOUT PIT | EA | 1500000% | 0 | 0
| CONSTRUCTION ENTRANCE/EXIT | EA | 1500000% | 0 | 0
| SILT FENCE | LF | 250% |  | 0
| ROCK BERMS | LF | 3500% |  | 0
| OVERAL CUT | CY | 0% | 1500 | 45000
| OVERALL FILL | CY | 0% |  | 338910
| RETAINING WALLS | FF | 3000% | 3300 | 9900
| DRAINAGE |  |  |  | 0
| DRAIN EXCAVATION | CY | 300% |  | 0
| DRAIN EMBANKMENT | CY | 400% |  | 0
| HAUL OFF | CY | 1200% |  | 0
| 5' CURB INLET | EA | 700000% | 1 | 19200
| 10' CURB INLET | EA | 1560000% | 2 | 50400
| 15' CURB INLET | EA | 1920000% | 1 | 25500
| 20' CURB INLET | EA | 2520000% |  | 0
| 25' CURB INLET | EA | 2550000% |  | 0
| 35' CURB INLET | EA | 3240000% | 60 | 11400
| 5" CONCRETE RIP RAP | SY | 15500% |  | 0
| 6" CONCRETE RIP RAP | SY | 19000% |  | 0
| 4'x4' CONCRETE JUNCTION BOX | EA | 600000% |  | 0
| 5'x5' CONCRETE JUNCTION BOX | EA | 700000% |  | 0
| 6'x6' CONCRETE JUNCTION BOX | EA | 1100000% | 150 | 13500
| 13'x13' JUNCTION BOX | EA | 4291030% | 180 | 22500
| 24" R.C.P. | LF | 9000% |  | 0
| 30" R.C.P. | LF | 12500% |  | 0
| 36" R.C.P. | LF | 14000% |  | 0
| 42" RCP | LF | 16000% |  | 0
| 48" RCP | LF | 20000% |  | 0
| 54" R.C.P. | LF | 22000% |  | 0
| 60" R.C.P. | LF | 35000% |  | 0
| 3'X2' S.B.C. | LF | 40000% |  | 0
| 4'X3' S.B.C. | LF | 50000% |  | 0
| 5'X3' S.B.C. | LF | 52800% |  | 0
| 6'X3' S.B.C. | LF | 58000% | 1 | 2700
| 10 ~ 8'x8' SBC (122 LF) | LF | 910000% |  | 0
| CONCRETE STRUCTURE (BAFFLE BLOCKS) | CY | 270000% |  | 0
| CONCRETE STRUCTURE (HEADWALL) | LS | 2500000% |  | 0
| CONCRETE COLLARS | EA | 41500% | 4755 | 14265
| PIPE RAILING | LF | 8500% | 4755 | 14265
| REVEGATATION | SY | 300% |  | 0
| 4" TOP SOIL | SY | 300% |  | 0
| TURF REINFORCEMENT | SY | 1000% |  | 0
| HYDROTURF | SY | 9000% | 330 | 330
| SIDEWALK BOX DRAIN | EA | 1000000% |  | 0
| TRENCH EXCAVATION PROTECTION | LF | 100% | 45 | 4950
| ROCK RUBBLE (8"-12") | CY | 50000% |  | 0
| ROCK GABION MATTRESS | SY | 11000% |  | 0
| DETENTION POND 1 | LS | 18000000% | 1 | 150000
| DETENTION POND 2 | LS | 13000000%
| WATER QUALITY POND | LS | 15000000% |  | 0
| SANITARY SEWER |  |  | 1325.66 | 106052.8
| 8" SANITARY SEWER PIPE (6' - 10') | LF | 5500% | 734.68 | 52896.96
| 8" SANITARY SEWER PIPE (10' - 20') | LF | 8000% | 1183.2 | 177480
| 8" SANITARY SEWER PIPE (10' - 14') | LF | 7200% |  | 0
| 8" SANITARY SEWER PIPE (14' - 22') | LF | 15000% |  | 0
| 12" SANITARY SEWER PIPE (0' - 6') | LF | 4800% |  | 0
| 12" SANITARY SEWER PIPE (6' - 10') | LF | 5600% |  | 0
| 12" SANITARY SEWER PIPE (10' - 14') | LF | 7300% |  | 0
| 12" SANITARY SEWER PIPE (15' - 20') | LF | 12000% |  | 0
| 15" SANITARY SEWER PIPE (0' - 10') | LF | 5500% |  | 0
| 15" SANITARY SEWER PIPE (10' - 14') | LF | 7300% |  | 0
| 15" SANITARY SEWER PIPE (14' - 18') | LF | 13500% |  | 0
| 15" SANITARY SEWER PIPE (18' - 22') | LF | 18000% |  | 0
| 18" SANITARY SEWER PIPE (14' - 18') | LF | 1000% |  | 0
| 30" BORE, JACK. ,OR TUNN., COMPLETE | LF | 90000% | 2 | 20000
| CONCRETE ENCASEMENT | LF | 5000% | 10 | 60000
| TIE IN TO EX. MH | LS | 1000000% | 1 | 7500
| STANDARD MANHOLES | EA | 600000% | 50 | 35000
| DROP MANHOLES | EA | 750000%
| EXTRA DEPTH - MANHOLES | VF | 70000% |  | 0
| VERTICAL STACKS (ASSUMED 5' PER LOT) | VF | 9000% | 82 | 11480
| 8"x6" WYES (CONCRETE SADDLE) | EA | 50000% | 3280 | 154160
| 8"x6" WYES | EA | 14000% |  | 0
| 6" SEWER LATERALS | LF | 4700% | 734.68 | 1469.36
| LATERAL CLEANOUT | EA | 110000% | 4014.68 | 4014.68
| TELEVISE SEWER MAIN | LF | 200% |  | 0
| TRENCH EXCAVATION PROTECTION | LF | 100% |  | 0
| 2"X4" LUMBER (PAINTED GREEN) | EA | 0% |  | 0
| PHASE I (232 LUE's) WATER FLEET SOLUTION | LS | 60000000% |  | 0
| PHASE II (527 LUE's) WASTE WATER TREATEMENT PLANT (200 GAL/LOT) | GAL | 3800% |  | 0
| PHASE III (1050 LUE's) WASTE WATER TREATMENT PLANT (200 GAL/LOT) | GAL | 2500% |  | 0
| PHASE IV (1430 LUE's) WASTE WATER TREATMENT PLANT (200 GAL/LOT) | GAL | 2000% |  | 0
| EXISTING STREET TRENCH & STREET REPAIR | LF | 25000%
| TRAFFIC CONTROL FOR OPEN CUT SEWER TRENCH | LS | 750000% |  | 0
| WATER SYSTEM |  |  | 3740 | 209440
| 2" HDPE 200 PSI DR 11 | LF | 3000% | 9 | 28170
| 8" PVC CLASS 200 WATER MAIN | LF | 5600% | 2605 | 299575
| 8" GATE VALVE & BOX, COMPLETE | EA | 313000% | 6 | 30000
| 12" PVC CLASS 235 WATER MAIN | LF | 11500% |  | 0
| 12" GATE VALVE & BOX, COMPLETE | EA | 500000% |  | 0
| 8" DUCTILE IRON PIPE | LF | 7100% |  | 0
| 12" DUCTILE IRON PIPE | LF | 9300% |  | 0
| OFFSITE STANDARD F.H. COMPLETE W/ VALVE | EA | 550000% |  | 0
| 16" PVC CLASS 235 WATER MAIN | LF | 16500% |  | 0
| 16" GATE VALVE & BOX, COMPLETE | EA | 1260000% |  | 0
| 24" PVC CLASS 235 WATER MAIN | LF | 15000% | 6 | 30000
| 24" BUTTERFLY VALVE, COMPLETE | EA | 1500000% | 13 | 23400
| STANDARD F.H. COMPLETE W/ VALVE | EA | 550000% | 1 | 2000
| CAST IRON FITTINGS | TON | 500000% | 6 | 13200
| 8"X2"TEMPORARY BLOWOFF | EA | 180000% | 1 | 4100
| 8"X2" PERMANENT BLOWOFF | EA | 200000% | 1 | 4500
| 12"X2" TEMPORARY BLOWOFF | EA | 190000% |  | 0
| 12X2" PERMANENT BLOWOFF | EA | 220000% |  | 0
| 16"X2"TEMPORARY BLOWOFF | EA | 410000% |  | 0
| 16"X2" PERMANENT BLOWOFF | EA | 450000% |  | 0
| 24"X2" TEMPORARY BLOWOFF | EA | 1500000% | 74 | 114700
| 24X2" PERMANENT BLOWOFF | EA | 1650000% | 117 | 105300
| 3/4" LONG SINGLE SERVICE | EA | 135000% |  | 0
| 3/4" SHORT SINGLE SERVICE | EA | 73000% |  | 0
| 1" DUAL LONG | EA | 155000% |  | 0
| 1" DUAL SHORT | EA | 90000% | 7 | 7
| 3/4" IRRIGATION SERVICE | EA | 90000% | 1 | 275
| 1" IRRIGATION SERVICE | EA | 135000% | 6345 | 63450000
| HYDROSTATIC TEST | EA | 314535%
| TRENCH EXCAVATION PROTECTION | LF | 100% | 4 | 21984
| METER BOXES | EA | 27500% |  | 0
| TIE IN TO EX. 8" MAIN | LS | 500000% |  | 0
| TIE IN TO EX. 12" MAIN | LS | 1000000% |  | 0
| TIE IN TO EX. 16" MAIN | LS | 1250000% |  | 0
| CCSUD ACQUISITION & CONNECTION FEE | LS | 549600% | 350 | 133000000
| CCSUD INSPECTION FEE | LS | 1000000% |  | 0
| CONDUIT IRRIGATION CROSSING (2-4" PVC) | LF | 8000% |  | 0
| STORAGE TANK | EA | 175000000% |  | 0
| CCSUD ADDITIONAL PUMP CAPACITY | LS | 37800000% |  | 0
| CCSUD ELECTRICAL IMPROVEMENTS | LS | 38000000% |  | 0
| CCSUD 50% PRO RATA SHARE | LS | 63000000%
| CCSUD CONTINGENCY | EA | 50200000% | 2412 | 16884
| TRENCH EXCAVATION PROTECTION | LF | 100% | 620 | 12400
| CONCRETE ENCASEMENT | LF | 12000% |  | 0
| 6" TOP SOIL | SY | 400% |  | 0
| TRAFFIC CONTROL | LS | 1000000% |  | 0
| CASCADE CAVERN |  |  | 1080 | 226800
| DRIVEWAY - OPEN CUT/REPLACE | EA | 1000000%
| 6" ASPHALT TREATED BASE | SY | 1200% | 9 | 22500
| 1.5" HMAC TYPE D | SY | 1200% |  | 0
| 24" PVC CLASS 235 WATER MAIN | LF | 24000% |  | 0
| 24" BUTTERFLY VALVE, COMPLETE | EA | 2410000% |  | 0
| 24" AIR RELEASE VALVE | EA | 2450000% |  | 0
| CAST IRON FITTINGS | TON | 500000% |  | 0
| TRENCH EXCAVATION PROTECTION | LF | 100%
| DRAINAGE STRUCTURE REMOVE/REPLACE | EA | 2500000%
| TRAFFIC CONTROL | LS | 5000000% |  | 0
JIM
| CLEARING | AC | 360000%
| 24" PVC CLASS 235 WATER MAIN | LF | 24000%
| 24" BUTTERFLY VALVE, COMPLETE | EA | 2410000%
| CAST IRON FITTINGS | TON | 500000%
| TRENCH EXCAVATION PROTECTION | LF | 100%
| CONCRETE ENCASEMENT | LF | 12000%
| REVEGATATION | SY | 400%
MASSEY
| CLEARING | AC | 360000%
| 24" PVC CLASS 235 WATER MAIN | LF | 24000%
| 24" BUTTERFLY VALVE, COMPLETE | EA | 2410000%
| 24" AIR RELEASE VALVE | EA | 2450000%
| TIE IN TO EX. 24" MAIN | LS | 2000000%
| CAST IRON FITTINGS | TON | 500000%
| TRENCH EXCAVATION PROTECTION | LF | 100%
| 8" ASPHALT TREATED BASE | SY | 1800%
| 2" HMAC TYPE D | SY | 1200%
| GATE REPLACEMENT | EA | 2000000%
| WATER BOOSTER STATION | EA | 350000000%
| TPDES | LS | 3000000%
| HYDROSTATIC TESTING | LS | 1000000%
ELECTRIC
| UNDERGROUND ELECTRIC SERVICE (MINOR) | LF | 700%
| UNDERGROUND ELECTRIC SERVICE (MAJOR) | LF | 2000%
| RISER POLES | EA | 270000%
| OVERHEAD EXTENSION | LS | 22500000%
| UNDERGROUND ELECTRIC SERVICE | LOT | 300000%
| CONDUIT PRIMARY (4~6" & 2~4" PVC BUNDLE W/SWEEPS) | LF | 21000%
| CONDUIT SECONDARY (2~6" & 2~4" PVC BUNDLE W/SWEEPS) | LF | 15000%
| STREET LIGHTS | EA | 250000%
OFFSITE MITIGATIONS
| TRAFFIC SIGNAL | LS | 50000000%
| LEFT TURN LANE | EA | 15000000%
| RIGHT TURN LANE | EA | 10000000%
| WATSON LANE IMPROVEMENTS | LS | 50000000%
CONTINGENCY
| CONTINGENCY | % | 10%
| CONTINGENCY | % | 5%
GRAND TOTAL

## Budget Reconciliation (hidden)
FEASIBILITY COST ANALYSIS
STAGE | #REF!
PROJECT | #REF!
PROJECT NO. | #REF!
PREPARED BY | #REF!
CHECKED BY | #REF! |  |  |  |  | DATE
PREPARED FOR
BUDGET RECONCILIATION
Cost Code | Description | OLD OPC | NEW OPC | Delta | Reasons for Cost Increase |  | Potential Savings & Timeline to Resolve
| Municipal Fees |  |  | 0
| Final Engineering |  |  | 0
| Lot Grading |  |  | 0
| Sanitary Sewer |  |  | 0
| Drainage/Storm Sewer |  |  | 0
| Water System |  |  | 0
| Streets |  |  | 0
| Electric Distribution |  |  | 0
| Offsite Mitigations |  |  | 0
PROJECT TOTALS |  | 0 | 0 | 0

## storage tank (hidden)
ITEM | UNIT | QUANTITY | UNIT PRICE | TOTAL
Water Source Costs
Pro-rata share of the Trinity Acquifer | LUE | 1900 | 80 | 152000
Additional Pump Capacity
Additional Pump Capacity | LUE | 1900 | 240 | 456000
Electrical Improvements | LS | 1 | 380000 | 380000
Proposed Elevated Storage Tank
Proposed on-site elevated storage tank | GAL | 430000 | 4.25 | 1827500
Proposed 12-inch Improvements
Furnish and install 12-inch PVC water main from the booster station to the proposed EST by open trench method. | LF | 6250 | 80 | 500000
Furnish and install 12-inch gate valves. | EA | 4 | 3500 | 14000
|  |  | SUBTOTAL | 3329500
|  |  | CONTINGENCY (20%) | 665900
|  |  | TOTAL | 3995400
Additional Cost by running it through our propsed streets | LS | 0 | 200000 | 0
|  |  | TOTAL | 3995400
*NOTE
- This preliminary cost estimate does not include costs related to CCSUS engineering fees,
easements, land acquisition, inspection, or any other administrative costs.